## Sheet1
Name | Description | Image
HPE Aruba Networking CX 6300M 48p SR10 PTP/AVB Class8 PoE 4p 100G MACsec Switch (S0E91A) | 48x ports SmartRate 100M2/1G/2.5G/5G/10G BaseT Class 8 PoE ports supporting up to 90W per port (MACsec) 4x 10G/25G/40G/100G QSFP/QSFP28 ports (MACsec) Supports PoE Standards IEEE 802.3af, 802.3at and 802.3bt (up to 90W) 1x USB‑C Console Port (higher priority than RJ45 console port) 1x RJ45 console port 1x OOBM 1x USB Type A Host port | Switch\Switch_Images\HPE_Aruba_Networking_CX_6300M_48p__SR10_PTPAVB_Class8_PoE_4p_100G__MACsec_Switch_(S0E91A)_.jpg
HPE Aruba Networking 6300M 24p HPE Smart Rate 1G/2.5G/5G/10G Class6 PoE and 2p 50G and 2p 25G Switch (R8S89A) | 24x ports SmartRate 100M2/1G/2.5G/5G/10G BaseT Class 6 PoE ports supporting up to 60W per port (MACsec) 2x 10G/25G/50G1 SFP ports 2x 10G/25G SFP ports (MACsec) Supports PoE Standards IEEE 802.3af, 802.3at and 802.3bt (up to 60W) 1x USB‑C Console Port 1x RJ Console Port 1x OOBM port 1x USB Type A Host port | Switch\Switch_Images\HPE_Aruba_Networking_6300M_24p__HPE_Smart_Rate_1G2.5G5G10G__Class6_PoE_and_2p_50G_and_2p_25G__Switch_(R8S89A)_.jpg
HPE Aruba Networking 6300M 48p HPE Smart Rate 1G/2.5G/5G Class8 PoE and 2p 50G and 2p 25G Switch (R8S90A) | 48x ports SmartRate 100M2/1G/2.5G/5G BaseT Class 8 PoE ports supporting up to 90W per port (MACsec) 2x 10G/25G/50G1 SFP ports 2x 10G/25G SFP ports (MACsec) Supports PoE Standards IEEE 802.3af, 802.3at and 802.3bt (up to 90W) 1x USB‑C Console Port 1x RJ Console Port 1x OOBM port 1x USB Type A Host port | Switch\Switch_Images\HPE_Aruba_Networking_6300M_48p__HPE_Smart_Rate_1G2.5G5G_Class8__PoE_and_2p_50G_and_2p_25G_Switch__(R8S90A)_.jpg
HPE Aruba Networking 6300M 48SR5 12p Class8 PoE and 36p Class6 PoE HPE Smart Rate 1G/2.5G/5G and 2p 50G and 2p 10G LRM support Switch (R8S91A) | 48x ports SmartRate 100M2/1G/2.5G/5G BaseT Class 8 PoE ports supporting up to 90W per port on ports 1‑12, and up to 60W per port on ports 13‑48 (MACsec) 2x 10G/25G/50G1 SFP ports 2x 1G/10G SFP ports (LRM + MACsec) Supports PoE Standards IEEE 802.3af, 802.3at and 802.3bt (up to 90W) 1x USB‑C Console Port 1x RJ Console Port 1x OOBM port 1x USB Type A Host port | Switch\Switch_Images\HPE_Aruba_Networking_6300M_48SR5_12p__Class8_PoE_and_36p_Class6_PoE_HPE_Smart_Rate__1G2.5G5G_and_2p_50G_and_2p_10G_LRM_support__Switch_(R8S91A)_.jpg
HPE Aruba Networking 6300M 24p SFP+ LRM support and 2p 50G and 2p 25G MACsec Switch (R8S92A) | 24x 1G/10G SFP+ ports (LRM + MACsec) 2x 10G/25G/50G1 SFP ports 2x 10G/25G SFP ports (MACsec) 1x USB‑C Console Port 1x RJ Console Port 1x OOBM port 1x USB Type A Host port | Switch\Switch_Images\HPE_Aruba_Networking_6300M_24p_SFP+_LRM__support_and_2p_50G_and_2p_25G_MACsec_Switch__(R8S92A)_.jpg
HPE Aruba Networking 6300M 24‑port 1GbE Class 4 PoE and 4‑port SFP56 Switch (JL662A) | 24x ports 10/100/1000 BaseT PoE+ ports supporting up to 30W per port 4x 1G/10G/25G/50G1 SFP ports Supports PoE Standards IEEE 802.3af, 802.3at 1x USB‑C Console Port 1x OOBM port 1x USB Type A Host port | Switch\Switch_Images\HPE_Aruba_Networking__6300M_24‑port_1GbE_Class_4_PoE_and_4‑port_SFP56_Switch_(JL662A)_.jpg
HPE Aruba Networking 6300M 48‑port 1GbE and 4‑port SFP56 Switch (JL663A) | 48x ports 10/100/1000 BaseT ports 4x 1G/10G/25G/50G1 SFP ports 1x USB‑C Console Port 1x OOBM port 1x USB Type A Host port | Switch\Switch_Images\HPE_Aruba_Networking__6300M_48‑port_1GbE__and_4‑port_SFP56_Switch__(JL663A)_.jpg
HPE Aruba Networking 6300M 24‑port 1GbE and 4‑port SFP56 Switch (JL664A) | 24x ports 10/100/1000 BaseT ports 4x 1G/10G/25G/50G1 SFP ports 1x USB‑C Console Port 1x OOBM port 1x USB Type A Host port | Switch\Switch_Images\HPE_Aruba_Networking__6300M_24‑port_1GbE__and_4‑port_SFP56_Switch__(JL664A)_.jpg
HPE Aruba Networking 6300M 48‑port 1GbE and 4‑port SFP56 Power‑to‑Port 2 Fan Trays 1 PSU Bundle (JL762A) | 48x ports 10/100/1000 BaseT ports 4x 1G/10G/25G/50G1 SFP ports 1x USB‑C Console Port 1x OOBM 1x USB Type A Host port | Switch\Switch_Images\HPE_Aruba_Networking__6300M_48‑port_1GbE_and__4‑port_SFP56_Power‑to‑Port__2_Fan_Trays_1_PSU_Bundle_(JL762A)_.jpg
HPE Aruba Networking 6300F 48‑port 1GbE Class 4 PoE and 4‑port SFP56 Switch (JL665A) | 48x ports 10/100/1000BaseT PoE+ Ports supporting up to 30W per port 4x 1G/10G/25G/50G1 SFP ports Supports PoE Standards IEEE 802.3af, 802.3at 1x USB‑C Console Port 1x OOBM port 1x USB Type A Host port | Switch\Switch_Images\HPE_Aruba_Networking__6300F_48‑port_1GbE_Class__4_PoE_and_4‑port_SFP56__Switch_(JL665A)_.jpg
HPE Aruba Networking 6300F 24‑port 1GbE Class 4 PoE and 4‑port SFP56 Switch (JL666A) | 24x ports 10/100/1000BaseT Ports supporting up to 30W per port 4x 1G/10G/25G/50G1 SFP ports 1x USB‑C Console Port 1x OOBM port 1x USB Type A Host port | Switch\Switch_Images\HPE_Aruba_Networking__6300F_24‑port_1GbE_Class__4_PoE_and_4‑port_SFP56__Switch_(JL666A)_.jpg
HPE Aruba Networking 6300F 48‑port 1GbE and 4‑port SFP56 Switch (JL667A) | 48x ports 10/100/1000BaseT Ports 4x 1G/10G/25G/50G1 SFP ports 1x USB‑C Console Port 1x OOBM port 1x USB Type A Host port | Switch\Switch_Images\HPE_Aruba_Networking__6300F_48‑port_1GbE_and_4‑port_SFP56_Switch_(JL667A)_.jpg
HPE Aruba Networking 6300F 24‑port 1GbE and 4‑port SFP56 Switch (JL668A) | 24x ports 10/100/1000BaseT Ports 4x 1G/10G/25G/50G1 SFP ports 1x USB‑C Console Port 1x OOBM port 1x USB Type A Host port | Switch\Switch_Images\HPE_Aruba_Networking__6300F_24‑port_1GbE_and_4‑port_SFP56_Switch_(JL668A)_.jpg
HPE Aruba Networking 6300M 24‑port SFP+ and 4‑port SFP56 Switch (JL658A) | 24x 1G/10G SFP+ ports 4x 1G/10G/25G1/50G SFP ports 1x USB‑C Console Port 1x OOBM port 1x USB Type A Host port | Switch\Switch_Images\HPE_Aruba_Networking__6300M_24‑port_SFP+__and_4‑port_SFP56_Switch__(JL658A)_.jpg
HPE Aruba Networking 6300M 48‑port HPE Smart Rate 1/2.5/5GbE Class 6 PoE and 4‑port SFP56 Switch (JL659A) | 48x ports SmartRate 100M2/1G/2.5G/5G BaseT Class 6 PoE ports supporting up to 60W per port 4x 1G/10G/25G1/50G SFP ports Supports PoE Standards IEEE 802.3af, 802.3at and 802.3bt (up to 60W) 1x USB‑C Console Port 1x OOBM port 1x USB Type A Host port | Switch\Switch_Images\HPE_Aruba_Networking__6300M_48‑port__HPE_Smart_Rate__12.55GbE_Class_6_PoE__and_4‑port_SFP56_Switch__(JL659A)_.jpg
HPE Aruba Networking 6300M 24‑port HPE Smart Rate 1/2.5/5GbE Class 6 PoE and 4‑port SFP56 Switch (JL660A) | 24x ports Smart Rate 100M2/1G/2.5G/5G BaseT Class 6 PoE ports supporting up to 60W per port 4x 1G/10G/25G1/50G SFP ports Supports PoE Standards IEEE 802.3af, 802.3at and 802.3bt (up to 60W) 1x USB‑C Console Port 1x OOBM port 1x USB Type A Host port | Switch\Switch_Images\HPE_Aruba_Networking__6300M_24‑port__HPE_Smart_Rate__12.55GbE_Class_6_PoE__and_4‑port_SFP56_Switch__(JL660A)_.jpg
HPE Aruba Networking 6300M 48‑port 1GbE Class 4 PoE and 4‑port SFP56 Switch (JL661A) | 48x ports 10/100/1000 BaseT PoE+ ports supporting up to 30W per port 4x 1G/10G/25G1/50G SFP ports Supports PoE Standards IEEE 802.3af, 802.3at 1x USB‑C Console Port 1x OOBM port 1x USB Type A Host port | Switch\Switch_Images\HPE_Aruba_Networking__6300M_48‑port_1GbE__Class_4_PoE_and_4‑port__SFP56_Switch_(JL661A)_.jpg
HPE Aruba Networking 6300L 48p Smart Rate 1G/2.5G/5G Class8/6 PoE 2p 50G and 2p 10G LRM L2 Switch (S3L77A) | 48x ports SmartRate 100M2/1G/2.5G/5G BaseT Class 8 PoE ports supporting up to 90W per port on ports 1‑12, and up to 60W per port on ports 13‑48 (MACsec) 2x 10G/25G/50G SFP ports 2x 1G/10G SFP ports (LRM + MACsec) Supports PoE Standards IEEE 802.3af, 802.3at and 802.3bt (up to 90W) 1x USB‑C Console Port 1x RJ45 console port 1x OOBM 1x USB Type A Host port | Switch\Switch_Images\HPE_Aruba_Networking_6300L_48p_Smart__Rate_1G2.5G5G_Class86_PoE_2p_50G_and_2p_10G_LRM_L2_Switch_(S3L77A)_.jpg
HPE Aruba Networking 6300L 24p Smart Rate 1G/2.5G/5G/10G Class6 PoE 2p 50G and 2p 25G L2 Switch (S3L75A) | 24x ports SmartRate 100M2/1G/2.5G/5G/10G BaseT Class 6 PoE ports supporting up to 60W per port (MACsec) 2x 10G/25G/50G1 SFP ports 2x 10G/25G SFP ports (MACsec) Supports PoE Standards IEEE 802.3af, 802.3at and 802.3bt (up to 60W) 1x USB‑C Console Port 1x RJ Console Port 1x OOBM port 1x USB Type A Host port | Switch\Switch_Images\HPE_Aruba_Networking_6300L_24p__Smart_Rate_1G2.5G5G10G_Class6__PoE_2p_50G_and_2p_25G_L2_Switch__(S3L75A)_.jpg
HPE Aruba Networking 6300L 48p Smart Rate 1G/2.5G/5G Class8 PoE 2p 50G and 2p 25G L2 Switch (S3L76A) | 48x ports SmartRate 100M2/1G/2.5G/5G BaseT Class 8 PoE ports supporting up to 90W per port (MACsec) 2x 10G/25G/50G1 SFP ports 2x 10G/25G SFP ports (MACsec) Supports PoE Standards IEEE 802.3af, 802.3at and 802.3bt (up to 90W) 1x USB‑C Console Port 1x RJ Console Port 1x OOBM port 1x USB Type A Host port | Switch\Switch_Images\HPE_Aruba_Networking_6300L_48p__Smart_Rate_1G2.5G5G_Class8__PoE_2p_50G_and_2p_25G_L2_Switch__(S3L76A)_.jpg
HPE Aruba Networking CX 6200F 24G 4SFP Switch (S0M81A) | 24x ports 10/100/1000BASE-T Ports 4x 100M/1G SFP ports 1x USB-C Console Port 1x RJ-45 Console Port 1x OOBM 1x USB Type-A Host port | Switch\Switch_Images\HPE_Aruba_Networking_CX__6200F_24G_4SFP_Switch__(S0M81A)_.jpg
HPE Aruba Networking CX 6200F 24G class 4 PoE 4SFP 370W Switch (S0M82A) | 24x ports 10/100/1000BASE-T Class 4 PoE Ports, supporting up to 30W per port 4x 100M/1G SFP ports Supports PoE Standards IEEE 802.3af, 802.3at 1x USB-C Console Port 1x RJ-45 Console Port 1x OOBM 1x USB Type-A Host port | Switch\Switch_Images\HPE_Aruba_Networking__CX_6200F_24G_class__4_PoE_4SFP_370W__Switch_(S0M82A)_.jpg
HPE Aruba Networking CX 6200F 48G 4SFP Switch (S0M83A) | 8x ports 10/100/1000BASE-T Ports 4x 100M/1G SFP ports 1x USB-C Console Port 1x RJ-45 Console Port 1x OOBM 1x USB Type-A Host port | Switch\Switch_Images\HPE_Aruba_Networking_CX__6200F_48G_4SFP_Switch__(S0M83A)_.jpg
HPE Aruba Networking CX 6200F 48G class 4 PoE 4SFP 370W Switch (S0M84A) | 48x ports 10/100/1000BASE-T Class 4 PoE Ports, supporting up to 30W per port 4x 100M/1G SFP ports Supports PoE Standards IEEE 802.3af, 802.3at 1x USB-C Console Port 1x RJ-45 Console Port 1x OOBM 1x USB Type-A Host port | Switch\Switch_Images\HPE_Aruba_Networking__CX_6200F_48G_class__4_PoE_4SFP_370W__Switch_(S0M84A)_.jpg
HPE Aruba Networking CX 6200F 48G class 4 PoE 4SFP 740W Switch (S0M85A) | 48x ports 10/100/1000BASE-T Class 4 PoE Ports, supporting up to 30W per port 4x 100M/1G SFP ports Supports PoE Standards IEEE 802.3af, 802.3at 1x USB-C Console Port 1x RJ-45 Console Port 1x OOBM 1x USB Type-A Host port | Switch\Switch_Images\HPE_Aruba_Networking_CX__6200F_48G_class_4_PoE_4SFP__740W_Switch_(S0M85A)_.jpg
HPE Aruba Networking 6200F 12G Class4 PoE 2G/2SFP+139W Switch (R8Q72A) | 12x ports 10/100/1000BASE-T Class 4 PoE Ports, supporting up to 30W per port 2x 100M/1G ports 2x 1G/10G SFP ports; PHY-less Supports PoE Standards IEEE 802.3af, 802.3at 1x RJ-45 Console Port 1x USB-C Console Port 1x OOBM 1x USB Type-A Host port | Switch\Switch_Images\HPE_Aruba_Networking_6200F__12G_Class4_PoE_2G2SFP+139W__Switch_(R8Q72A)_.jpg
HPE Aruba Networking CX 6200F 24G 4SFP+Switch (JL724B) | 24x ports 10/100/1000BASE-T Ports 4x 1/10G SFP ports; PHY-less 1x USB-C Console Port 1x OOBM 1x USB Type-A Host port 1x RJ-45 Console Port | Switch\Switch_Images\HPE_Aruba_Networking_CX_6200F__24G_4SFP+Switch_(JL724B)_.jpg
HPE Aruba Networking CX 6200F 24G Class 4 PoE 4SFP+370W Switch (JL725B) | 24x ports 10/100/1000BASE-T Class 4 PoE Ports, supporting up to 30W per port 4x 1/10G SFP ports; PHY-less Supports PoE Standards IEEE 802.3af, 802.3at 1x USB-C Console Port 1x OOBM 1x USB Type-A Host port 1xRJ-45 Console Port | Switch\Switch_Images\HPE_Aruba_Networking_CX_6200F__24G_Class_4_PoE_4SFP+370W__Switch_(JL725B)_.jpg
HPE Aruba Networking CX 6200F 48G 4SFP+Switch (JL726B) | 48x ports 10/100/1000BASE-T Ports 4x 1/10G SFP ports; PHY-less 1x USB-C Console Port 1x OOBM 1x USB Type-A Host port 1x RJ-45 Console Port | Switch\Switch_Images\HPE_Aruba_Networking_CX_6200F__48G_4SFP+Switch_(JL726B)_.jpg
HPE Aruba Networking CX 6200F 48G Class 4 PoE 4SFP+ 370W Switch (JL727B) | 48x ports 10/100/1000BASE-T Class 4 PoE Ports, supporting up to 30W per port 4x 1/10G SFP ports; PHY-less Supports PoE Standards IEEE 802.3af, 802.3at 1x USB-C Console Port 1x OOBM 1x USB Type-A Host port 1x RJ-45 Console Port | Switch\Switch_Images\HPE_Aruba_Networking_CX_6200F_48G_Class_4_PoE_4SFP+_370W__Switch_(JL727B)_.jpg
HPE Aruba Networking CX 6200F 48G Class 4 PoE 4SFP+ 740W Switch (JL728B) | 48x ports 10/100/1000BASE-T Class 4 PoE Ports, supporting up to 30W per port 4x 1/10G SFP ports; PHY-less Supports PoE Standards IEEE 802.3af, 802.3at 1x USB-C Console Port 1x OOBM 1x USB Type-A Host port 1x RJ-45 Console Port | Switch\Switch_Images\HPE_Aruba_Networking_CX_6200F_48G_Class_4_PoE_4SFP+_740W__Switch_(JL728B)_.jpg
HPE Aruba Networking 6200M 24G 4SFP+Switch (R8Q67A) | 24x ports 10/100/1000BASE-T Ports 4x 100M/1G/10G SFP ports (2x LRM; 2x LRM/ MACsec 256) 1x RJ-45 Console Port 1x USB-C Console Port 1x OOBM 1x USB Type-A Host | Switch\Switch_Images\HPE_Aruba_Networking_6200M_24G__4SFP+Switch_(R8Q67A)_.jpg
HPE Aruba Networking 6200M 24G Class4 PoE 4SFP+Switch (R8Q68A) | 24x ports 10/100/1000BASE-T Class 4 PoE Ports, supporting up to 30W per port 4x 100M/1G/10G SFP ports (2x LRM; 2x LRM/ MACsec 256) Supports PoE Standards IEEE 802.3af, 802.3at 1x RJ-45 Console Port 1x USB-C Console Port 1x OOBM 1x USB Type-A Host port | Switch\Switch_Images\HPE_Aruba_Networking_6200M_24G_Class4_PoE__4SFP+Switch_(R8Q68A)_.jpg
HPE Aruba Networking 6200M 48G 4SFP+Switch (R8Q69A) | 48x ports 10/100/1000BASE-T Ports 4x 100M/1G/10G SFP ports (2x LRM; 2x LRM/ MACsec 256) 1x RJ-45 Console Port 1x USB-C Console Port 1x OOBM 1x USB Type-A Host port | Switch\Switch_Images\HPE_Aruba_Networking_6200M_48G__4SFP+Switch_(R8Q69A)_.jpg
HPE Aruba Networking 6200M 48G Class4 PoE 4SFP+ Switch (R8Q70A) | 48x ports 10/100/1000BASE-T Class 4 PoE Ports, supporting up to 30W per port 4x 100M/1G/10G SFP ports (2x LRM; 2x LRM/MACsec 256) Supports PoE Standards IEEE 802.3af, 802.3at 1x RJ-45 Console Port 1x USB-C Console Port 1x OOBM 1x USB Type-A Host port | Switch\Switch_Images\HPE_Aruba_Networking_6200M_48G_Class4_PoE_4SFP+_Switch___(R8Q70A)_.jpg
HPE Aruba Networking 6200M 36G 12SR5 Class6 PoE 4SFP+ Switch (R8Q71A) | 36x ports 10/100/1000BASE-T Class 6 PoE Ports, supporting up to 60W per port 12x ports SmartRate 100M/1G/2.5G/5G BaseT Class 6 PoE ports supporting up to 60W per port 4x 100M/1G/10G SFP ports (2x LRM; 2x LRM/MACsec 256) Supports PoE Standards IEEE 802.3af, 802.3at, 802.3bt (up to 60W) 1x RJ-45 Console Port 1x USB-C Console Port 1x OOBM 1x USB Type-A Host port | Switch\Switch_Images\HPE_Aruba_Networking_6200M_36G_12SR5_Class6_PoE_4SFP+_Switch__(R8Q71A)_.jpg
HPE Aruba Networking 6100 48G CL4 4SFP+ 740W Switch (R9Y04A) | 48x ports 10/100/1000BASE-T Class 4 PoE Ports 4x 1/10G SFP Ports Supports PoE Standards IEEE 802.3af, 802.3at 1x USB-C console port 1x USB Type-A Host port | Switch\Switch_Images\HPE_Aruba_Networking_6100_48G__CL4_4SFP+_740W_Switch_(R9Y04A)_.jpg
HPE Aruba Networking 6100 48G Class4 PoE 4SFP+ 370W Switch (JL675A) | 48x ports 10/100/1000BASE-T Ports 4x 1G/10G SFP ports Supports PoE Standards IEEE 802.3af, 802.3at 1x USB-C Console Port 1x USB Type-A Host port | Switch\Switch_Images\HPE_Aruba_Networking_6100__48G_Class4_PoE_4SFP+_370W__Switch_(JL675A)_.jpg
HPE Aruba Networking 6100 48G 4SFP+ Switch (JL676A) | 48x ports 10/100/1000BASE-T Ports 4x 1G/10G SFP ports 1x USB-C Console Port 1x USB Type-A Host port | Switch\Switch_Images\HPE_Aruba_Networking_6100_48G__4SFP+_Switch_(JL676A)_.jpg
HPE Aruba Networking 6100 24G Class4 PoE 4SFP + 370W Switch (JL677A) | 24x ports 10/100/1000BASE-T Ports 4x 1G/10G SFP ports Supports PoE Standards IEEE 802.3af, 802.3at 1x USB-C Console Port 1x USB Type-A Host port | Switch\Switch_Images\HPE_Aruba_Networking_6100__24G_Class4_PoE_4SFP_+_370W__Switch_(JL677A)_.jpg
HPE Aruba Networking 6100 24G 4SFP + Switch (JL678A) | 24x ports 10/100/1000BASE-T Ports 4x 1G/10G SFP ports 1x USB-C Console Port 1x USB Type-A Host port | Switch\Switch_Images\HPE_Aruba_Networking_6100_24G__4SFP_+_Switch_(JL678A)_.jpg
HPE Aruba Networking 6100 12G Class4 PoE 2G/2SFP + 139W Switch (JL679A) | 12x ports 10/100/1000BASE-T Ports 2x 1G/10G SFP ports 2x 10/100/1000BASE-T ports Supports PoE Standards IEEE 802.3af, 802.3at 1x USB-C Console Port 1x USB Type-A Host port | Switch\Switch_Images\HPE_Aruba_Networking_6100__12G_Class4_PoE_2G2SFP_+_139W__Switch_(JL679A)_.jpg
HPE Aruba Networking 6000 24G Class4 PoE 4SFP 370W Switch (R8N87A) | 24x 10/100/1000BASE-T Ports 4x 1G SFP ports Supports PoE Standards IEEE 802.3af, 802.3at 1x USB-C Console Port 1x USB Type-A Host port | Switch\Switch_Images\HPE_Aruba_Networking_6000_24G__Class4_PoE_4SFP_370W_Switch__(R8N87A)_.jpg
HPE Aruba Networking 6000 24G 4SFP Switch (R8N88A) | 24x 10/100/1000BASE-T Ports 4x 1G SFP ports 1x USB-C Console Port 1x USB Type-A Host port | Switch\Switch_Images\HPE_Aruba_Networking_6000_24G__4SFP_Switch_(R8N88A)_.jpg
HPE Aruba Networking 6000 12G Class4 PoE 2G/2SFP 139W Switch (R8N89A) | 12x 10/100/1000BASE-T Ports 2x 1G SFP ports 2x 1GbE ports Supports PoE Standards IEEE 802.3af, 802.3at 1x USB-C Console Port 1x USB Type-A Host port | Switch\Switch_Images\HPE_Aruba_Networking_6000_12G__Class4_PoE_2G2SFP_139W_Switch__(R8N89A)_.jpg
HPE Aruba Networking 6405 v2 Switch (R0X26C) | 1x 6405 v2 Chassis (R0X24C) 1x Management Module (R0X31A) 2x Fan Trays (R0X32A) 5 open module slots Power supply units not included; order separately Supports any of the following line cards in the open slots: R0X38B, R0X39B, R0X40B, R0X41A, R0X42A, R0X43A, R0X44A, R0X45A, R0X38C, R0X39C, R0X40C, R0X41C, R0X42C, R0X43C, R0X44C, R0X45C, S0E48A, S1T83A Supports PoE Standards IEEE 802.3af, 802.3at, 802.3bt (up to 90W) 1x RJ‑45 Console Port 1x USB‑C Console Port 1x OOBM 1x USB Type A Host port | Switch\Switch_Images\HPE_Aruba_Networking_6405_v2_Switch_(R0X26C)_.jpg
HPE Aruba Networking 6410 v2 Switch (R0X27C) | 1x 6410 v2 Chassis (R0X25C) 1x Management Module (R0X31A) 4x Fan Trays (R0X32A) 10 open module slots Power supply units not included; order separately Supports any of the following line cards in the open slots: R0X38B, R0X39B, R0X40B, R0X41A, R0X42A, R0X43A, R0X44A, R0X45A, R0X38C, R0X39C, R0X40C, R0X41C, R0X42C, R0X43C, R0X44C, R0X45C, S0E48A, S1T83A Supports PoE Standards IEEE 802.3af, 802.3at, 802.3bt (up to 90W) 1x RJ‑45 Console Port 1x USB‑C Console Port 1x OOBM 1x USB Type A Host port | Switch\Switch_Images\HPE_Aruba_Networking_6410_v2_Switch_(R0X27C)_.jpg
HPE Aruba Networking 4100i 12-port 1GbE (8-port Class 4 PoE and 4-port Class 6 PoE) 2-port SFP+ DIN Mount Switch (JL817A) | 4x ports 100M/1G BaseT Class 6 PoE ports supporting up to 60W per port 8x ports 100M/1G BaseT Class 4 PoE ports supporting up to 30W per port 2x 1/10G SFP ports Supports PoE Standards IEEE 802.3af, 802.3at and 802.3bt (up to 60W) 1x USB-C Console Port 1x RJ Console 1x USB Type A Host port 1x Alarm socket 2x DC power socket | Switch\Switch_Images\HPE_Aruba_Networking_4100i_12-port_1GbE_(8-port_Class_4_PoE_and_4-port_Class_6_PoE)_2-port_SFP+_DIN_Mount_Switch_(JL817A)_.jpg
HPE Aruba Networking 4100i 24-port 1GbE (20-port Class 4 PoE and 4-port Class 6 PoE) 4-port SFP+ Switch (JL818A) | 4x ports 100M/1G BaseT Class 6 PoE ports supporting up to 60W per port 20x ports 100M/1G BaseT Class 4 PoE ports supporting up to 30W per port 4x 1/10G SFP ports Supports PoE Standards IEEE 802.3af, 802.3at and 802.3bt (up to 60W) 1x USB-C Console Port 1x RJ Console 1x USB Type A Host port 1x Alarm socket | Switch\Switch_Images\HPE_Aruba_Networking_4100i_24-port_1GbE_(20-port_Class_4_PoE_and_4-port_Class_6_PoE)_4-port_SFP+_Switch_(JL818A)_.jpg
HPE Aruba Networking 5420 6‑slot Switch (S0U59A) | 1 x 5420 6‑slot Chassis (S0U60A) 1 x 5420 Management Module (S0U55A) 1 x Fan Tray (S0U54A) 1 open management slot 6 open line card module slots Supports the management card in the open management slots: SOU55A, S0U58A Supports any of the following line cards in the open slots: S0U62A, S0U66A, S0U65A, S0U61A, S0U67A, S0U63A, S0U64A, S0U68A S0U72A, S0U76A, S0U75A, S0U71A, S0U77A, S0U73A, S0U74A, S0U78A Supports PoE Standards IEEE 802.3af, 802.3at, 802.3bt (up to 90W) | Switch\Switch_Images\HPE_Aruba_Networking_5420_6‑slot_Switch_(S0U59A)_.jpg
R9A29A HPE Aruba Networking 9300 32D 32p 100/200/400G QSFP-DD 2p 10G SFP+ Front-to-Back 6xR8Z99A Front-to-Back Fans 2xR8Z97A Front-to-Back 1500W 100-240VAC Power Supply | The HPE Aruba Networking CX 9300 32D is a next-generation 25.6 Tbps, 1U fixed configuration switch supporting 32-ports of 100GbE, 200GbE or 400GbE. The switch is an ideal solution for flexible, cost-effective, high-density networking for server, storage, and intra-fabric connectivity. This solution helps protect enterprises investment as they transition server farms from 10GbE and 25GbE to 100GbE/400GbE EVPN-VXLAN spine configurations at reduced power and a smaller footprint. | Switch\Switch_Images\R9A29A_HPE_Aruba_Networking_9300_32D_32p__100200400G_QSFP-DD_2p_10G_SFP+_Front-to-Back_6xR8Z99A_Front-to-Back_Fans__2xR8Z97A_Front-to-Back_1500W_100-240VAC_Power__Supply_.jpg
R9A30A HPE Aruba Networking 9300 32D 32p 100/200/400G QSFP-DD 2p 10G SFP+ Back-to-Front 6xR9A00A Back-to-Front Fans 2xR8Z98A Back-to-Front 1500W 100-240VAC Power Supply | The HPE Aruba Networking CX 9300 32D is a next-generation 25.6 Tbps, 1U fixed configuration switch supporting 32-ports of 100GbE, 200GbE or 400GbE. The switch is an ideal solution for flexible, cost-effective, high-density networking for server, storage, and intra-fabric connectivity. This solution helps protect enterprises investment as they transition server farms from 10GbE and 25GbE to 100GbE/400GbE EVPN-VXLAN spine configurations at reduced power and a smaller footprint. | Switch\Switch_Images\R9A30A_HPE_Aruba_Networking_9300_32D_32p__100200400G_QSFP-DD_2p_10G_SFP+_Back-to-Front_6xR9A00A_Back-to-Front_Fans__2xR8Z98A_Back-to-Front_1500W_100-240VAC_Power__Supply_.jpg
S0F81A HPE Aruba Networking 9300S-32C8D 32p QSFP28 100G 8p QSFP DD 400G Front-to-Back TAA Bundle 6xS0F93A Front-to-Back Fan 2xS0F91A Front-to-Back 1600W 12VDC C15 AC Power Supply | The HPE Aruba Networking CX 9300S-32C8D is a next-generation 16 Tbps, 1U fixed configuration switch supporting 32-ports of 10/25/100/200GbE, 8-port 400GbE. The switch is an ideal solution for flexible, cost-effective, high-density networking for server, storage, and intra-fabric connectivity. This solution helps protect enterprises investment as they transition server farms from 10GbE and 25GbE to 100GbE/400GbE EVPN-VXLAN spine configurations at reduced power and a smaller footprint. | Switch\Switch_Images\S0F81A_HPE_Aruba__Networking_9300S-32C8D__32p_QSFP28_100G_8p_QSFP_DD_400G_Front-to-Back_TAA__Bundle_6xS0F93A_Front-to-Back_Fan__2xS0F91A_Front-to-Back__1600W_12VDC_C15_AC_Power__Supply_.jpg
S0F82A HPE Aruba Networking 9300S-32C8D 32p QSFP28 100G 8p QSFP DD 400G Front-to-Back Bundle 6xS0F93A Front-to-Back Fan 2xS0F91A Front-to-Back 1600W 12VDC C15 AC Power Supply | The HPE Aruba Networking CX 9300S-32C8D is a next-generation 16 Tbps, 1U fixed configuration switch supporting 32-ports of 10/25/100/200GbE, 8-port 400GbE. The switch is an ideal solution for flexible, cost-effective, high-density networking for server, storage, and intra-fabric connectivity. This solution helps protect enterprises investment as they transition server farms from 10GbE and 25GbE to 100GbE/400GbE EVPN-VXLAN spine configurations at reduced power and a smaller footprint. | Switch\Switch_Images\S0F82A_HPE_Aruba__Networking_9300S-32C8D___32p_QSFP28_100G_8p_QSFP_DD_400G_Front-to-Back__Bundle_6xS0F93A_Front-to-Back_Fan__2xS0F91A_Front-to-Back__1600W_12VDC_C15_AC_Power__Supply_.jpg
S0F83A HPE Aruba Networking 9300S 32p QSFP28 100G 8p QSFP-DD 400G Back-to-Front TAA Bundle 6xS0F94A Back-to-Front Fan 2xS0F92A Back-to-Front 1600W 12VDC C15 AC Power Supply | The HPE Aruba Networking CX 9300S-32C8D is a next-generation 16 Tbps, 1U fixed configuration switch supporting 32-ports of 10/25/100/200GbE, 8-port 400GbE. The switch is an ideal solution for flexible, cost-effective, high-density networking for server, storage, and intra-fabric connectivity. This solution helps protect enterprises investment as they transition server farms from 10GbE and 25GbE to 100GbE/400GbE EVPN-VXLAN spine configurations at reduced power and a smaller footprint. | Switch\Switch_Images\S0F83A_HPE_Aruba__Networking_9300S_32p__QSFP28_100G_8p_QSFP-DD__400G_Back-to-Front__TAA__Bundle_6xS0F94A_Back-to-Front_Fan_2xS0F92A_Back-to-Front__1600W_12VDC_C15_AC_Power__Supply_.jpg
S0F84A HPE Aruba Networking 9300S 32p QSFP28 100G 8p QSFP-DD 400G Back-to-Front Bundle 6xS0F94A Back-to-Front Fan 2xS0F92A Back-to-Front 1600W 12VDC C15 AC Power Supply | The HPE Aruba Networking CX 9300S-32C8D is a next-generation 16 Tbps, 1U fixed configuration switch supporting 32-ports of 10/25/100/200GbE, 8-port 400GbE. The switch is an ideal solution for flexible, cost-effective, high-density networking for server, storage, and intra-fabric connectivity. This solution helps protect enterprises investment as they transition server farms from 10GbE and 25GbE to 100GbE/400GbE EVPN-VXLAN spine configurations at reduced power and a smaller footprint. | Switch\Switch_Images\S0F84A_HPE_Aruba__Networking_9300S_32p__QSFP28_100G_8p_QSFP-DD__400G_Back-to-Front__Bundle_6xS0F94A_Back-to-Front_Fan_2xS0F92A_Back-to-Front__1600W_12VDC_C15_AC_Power__Supply_.jpg
S0F87A HPE Aruba Networking 9300S 32p QSFP28 100G 8p QSFP-DD 400G Back-to-Front 6xFan 2xDC TAA Bundle | HPE Aruba Networking CX 9300S-32C8D is a next-generation 16 Tbps, 1U fixed configuration switch supporting 32-ports of 10/25/100/200GbE, 8-port 400GbE. The switch is an ideal solution for flexible, cost-effective, high density networking for server, storage, and intra-fabric connectivity. This solution helps protect enterprises investment as they transition server farms from 10GbE and 25GbE to 100GbE/400GbE EVPN-VXLAN spine configurations at reduced power and a smaller footprint. | Switch\Switch_Images\S0F87A_HPE_Aruba_Networking_9300S_32p_QSFP28__100G_8p_QSFP-DD_400G_Back-to-Front_6xFan_2xDC__TAA_Bundle_.jpg
S0F88A HPE Aruba Networking 9300S 32p QSFP28 100G 8p QSFP-DD 400G Back-to-Front 6xFan 2xDC Bundle | HPE Aruba Networking CX 9300S-32C8D is a next-generation 16 Tbps, 1U fixed configuration switch supporting 32-ports of 10/25/100/200GbE, 8-port 400GbE. The switch is an ideal solution for flexible, cost-effective, high density networking for server, storage, and intra-fabric connectivity. This solution helps protect enterprises investment as they transition server farms from 10GbE and 25GbE to 100GbE/400GbE EVPN-VXLAN spine configurations at reduced power and a smaller footprint. | Switch\Switch_Images\S0F88A_HPE_Aruba_Networking_9300S_32p_QSFP28__100G_8p_QSFP-DD_400G_Back-to-Front_6xFan_2xDC__Bundle_.jpg
HPE Aruba Networking 8360-48Y6C v2 MACsec Front-to Back 5 Fans, 2 AC Power Supplies [JL704C] | Up to 22 ports of 50G (1) 48 ports of 1GbE (SFP) with no MACsec for ports 1-4 and Full Duplex only for ports 1-48 with the 8360-48Y6C (2) 44 ports for use with 100FX (J9054D, HPW ANW 100M SFP LC FX MMF Transceiver) for ports 5-48 with the 8360-48Y6C (3) 44 ports 100M BaseT using J8177D (HPE ANW 1G SFP RJ45 100m Cat5e Transceiver) and JL747A (HPE ANW 1G SFP RJ45 100m Cat5e TAA Transceiver) and Full Duplex only for ports 5-48 with the 8360-48Y6C1 4 ports of 10GbE/25GbE (SFP+/SFP28) with MACsec 4 ports of 40GbE/100GbE (QSFP+/QSFP28) 2 ports of 40GbE/100GbE (QSFP+/QSFP28) with MACsec | Switch\Switch_Images\HPE_Aruba__Networking__8360-48Y6C_v2_MACsec_Front-to_Back_5_Fans,_2_AC__Power_Supplies__[JL704C]_.jpg
HPE Aruba Networking 8360-48Y6C v2 MACsec Back to-Front 5 Fans, 2 AC Power Supplies [JL705C] | Up to 22 ports of 50G (1) 48 ports of 1GbE (SFP) with no MACsec for ports 1-4 and Full Duplex only for ports 1-48 with the 8360-48Y6C (2) 44 ports for use with 100FX (J9054D, HPW ANW 100M SFP LC FX MMF Transceiver) for ports 5-48 with the 8360-48Y6C (3) 44 ports 100M BaseT using J8177D (HPE ANW 1G SFP RJ45 100m Cat5e Transceiver) and JL747A (HPE ANW 1G SFP RJ45 100m Cat5e TAA Transceiver) and Full Duplex only for ports 5-48 with the 8360-48Y6C1 4 ports of 10GbE/25GbE (SFP+/SFP28) with MACsec 4 ports of 40GbE/100GbE (QSFP+/QSFP28) 2 ports of 40GbE/100GbE (QSFP+/QSFP28) with MACsec | Switch\Switch_Images\HPE_Aruba__Networking__8360-48Y6C_v2_MACsec_Back_to-Front_5_Fans,__2_AC_Power__Supplies_[JL705C]_.jpg
HPE Aruba Networking 8360-32Y4C v2 MACsec Front-to Back 3 Fans, 2 Power Supplies [JL700C] | Up to 12 ports of 50G 28 ports of 1GbE/10GbE/25GbE (SFP/ SFP+/SFP28) 4 ports of 10GbE/25GbE (SFP+/SFP28) with MACsec 4 ports of 40GbE/100GbE (QSFP+/QSFP28) (optional 1GBASE-T SFP, 10GBASE-T SFP+ transceivers and 4x10G/25G breakout cables supported) | Switch\Switch_Images\HPE_Aruba__Networking__8360-32Y4C_v2_MACsec_Front-to_Back_3_Fans,___2_Power_Supplies___[JL700C]_.jpg
HPE Aruba Networking 8360-32Y4C v2 MACsec Back-to Front 3 Fans, 2 Power Supplies [JL701C] | Up to 12 ports of 50G 28 ports of 1GbE/10GbE/25GbE (SFP/ SFP+/SFP28) 4 ports of 10GbE/25GbE (SFP+/SFP28) with MACsec 4 ports of 40GbE/100GbE (QSFP+/QSFP28) (optional 1GBASE-T SFP, 10GBASE-T SFP+ transceivers and 4x10G/25G breakout cables supported) | Switch\Switch_Images\HPE_Aruba__Networking__8360-32Y4C_v2_MACsec_Back-to_Front_3_Fans,___2_Power_Supplies___[JL701C]_.jpg
HPE Aruba Networking 8360-16Y2C v2 Front-to-Back 3 Fans, 2 Power Supplies [JL702C] | Up to 8 ports of 50G 16 ports of 1GbE/10GbE/25GbE (SFP/SFP+/SFP28) 2 ports of 40GbE/100GbE (QSFP+/QSFP28) (optional 1GBASE-T SFP and 10GBASE-T SFP+ transceivers and 4x10G/25G breakout cables supported) | Switch\Switch_Images\HPE_Aruba__Networking__8360-16Y2C_v2_Front-to-Back___3_Fans,_2_Power_Supplies___[JL702C]_.jpg
HPE Aruba Networking 8360-16Y2C v2 Back-to-Front 3 Fans, 2 Power Supplies [JL703C] | Up to 8 ports of 50G 16 ports of 1GbE/10GbE/25GbE (SFP/SFP+/SFP28) 2 ports of 40GbE/100GbE (QSFP+/QSFP28) (optional 1GBASE-T SFP and 10GBASE-T SFP+ transceivers and 4x10G/25G breakout cables supported) | Switch\Switch_Images\HPE_Aruba__Networking__8360-16Y2C_v2_Back-to-Front___3_Fans,_2_Power_Supplies__[JL703C]_.jpg
HPE Aruba Networking 8360-48XT4C v2 Front-to-Back 3 Fans, 2 Power Supplies [JL706C] | 48 ports of 100M/1GbE/10GBASE-T 4 ports of 40GbE/100GbE (QSFP+/QSFP28) Supports Smart Rate (1/2.5/5/10G) | Switch\Switch_Images\HPE_Aruba__Networking__8360-48XT4C_v2_Front-to-Back___3_Fans,___2_Power_Supplies__[JL706C]_.jpg
HPE Aruba Networking 8360-48XT4C v2 Back-to-Front 3 Fans, 2 Power Supplies [JL707C] | 48 ports of 100M/1GbE/10GBASE-T 4 ports of 40GbE/100GbE (QSFP+/QSFP28) Supports Smart Rate (1/2.5/5/10G) | Switch\Switch_Images\HPE_Aruba__Networking__8360-48XT4C_v2_Back-to-Front___3_Fans,___2_Power_Supplies__[JL707C]_.jpg
HPE Aruba Networking 8360-12C v2 Front-to-Back 3 Fans, 2 Power Supplies [JL708C] | 12 ports of 40GbE/100GbE (QSFP+/ QSFP28) (optional 4x10G/25G breakout cables supported) | Switch\Switch_Images\HPE_Aruba__Networking___8360-12C_v2_Front-to-Back___3_Fans,_2_Power_Supplies__[JL708C]_.jpg
HPE Aruba Networking 8360-12C v2 Back-to-Front 3 Fans, 2 Power Supplies [JL709C] | 12 ports of 40GbE/100GbE (QSFP+/ QSFP28) (optional 4x10G/25G breakout cables supported | Switch\Switch_Images\HPE_Aruba__Networking__8360-12C_v2_Back-to-Front___3_Fans,_2_Power_Supplies__[JL709C]_.jpg
HPE Aruba Networking 8360-24XF2C v2 Front-to-Back 3 Fans, 2 Power Supplies [JL710C] | 24 ports of 1GbE/10GbE (SFP/SFP+) 2 ports of 40GbE/100GbE (QSFP+/ QSFP28) (optional 1GBASE-T SFP and 10GBASE-T SFP+ transceivers and 4x10G/25G breakout cables supported) | Switch\Switch_Images\HPE_Aruba__Networking__8360-24XF2C_v2_Front-to-Back___3_Fans,_2_Power_Supplies__[JL710C]_.jpg
HPE Aruba Networking 8360-24XF2C v2 Back-to-Front 3 Fans, 2 Power Supplies [JL711C] | 24 ports of 1GbE/10GbE (SFP/SFP+) 2 ports of 40GbE/100GbE (QSFP+/ QSFP28) (optional 1GBASE-T SFP and 10GBASE-T SFP+ transceivers and 4x10G/25G breakout cables supported) | Switch\Switch_Images\HPE_Aruba__Networking__8360-24XF2C_v2_Back-to-Front___3_Fans,_2_Power_Supplies__[JL711C]_.jpg
HPE Aruba Networking 8320 48p 10G SFP/SFP+ and 6p 40G QSFP+ with X472 5 Fans 2 Power Supply Switch Bundle (JL479A) | Supports 48 ports of 1/10G for use with SFP and SFP+ transceivers, and 6 ports of 40G for use with QSFP+ transceivers [optional 1GBASE‑T and 10GBASE‑T transceivers and 4x10G breakout cables]. | Switch\Switch_Images\HPE_Aruba_Networking_8320_48p__10G_SFPSFP+_and_6p_40G_QSFP+__with_X472_5_Fans_2_Power_Supply__Switch_Bundle_(JL479A)_.jpg
HPE Aruba Networking 8320 32p 40G QSFP+ with X472 5 Fans 2 Power Supply Switch Bundle (JL579A) | Supports 32 ports of 40G for use with QSFP+ transceivers [optional 4x10G breakout cables]. | Switch\Switch_Images\HPE_Aruba_Networking_8320__32p_40G_QSFP+_with_X472_5__Fans_2_Power_Supply_Switch__Bundle_(JL579A)_.jpg
HPE Aruba Networking 8320 48p 1G/10GBASE‑T and 6p 40G QSFP+ with X472 5 Fans 2 Power Supply Switch Bundle (JL581A) | Supports 48 ports of 10GBASE‑T and 6 ports of 40G for use with QSFP+ transceivers [optional 4x10G breakout cables]. | Switch\Switch_Images\HPE_Aruba_Networking_8320__48p_1G10GBASE‑T_and_6p_40G__QSFP+_with_X472_5_Fans_2_Power_Supply_Switch__Bundle_(JL581A)_.jpg
R8P13A 10000 48Y 6C Front-to-Back switch bundle (S0F97A HPE ANW 10000 48Y 6C FB 6Fs TAA Bdl) | R8P13A HPE Aruba Networking 10000 48Y 6C Bundle includes: 48 x 25Gb ports (SFP/+/28), 6 x 100Gb ports (QSFP+/28) •6xR8R53A Front-to-Back fan •2xR8R51A Front-to-Back 800W 100-240VAC power supply | Switch\Switch_Images\R8P13A_10000_48Y_6CFront-to-Back_switch_bundle(S0F97A_HPE_ANW_10000_48Y_6C_FB_6Fs_TAA_Bdl).jpg
JL624A 8325-48Y8C front-to-back AC switch bundle | 1 x JL635A base 8325‑48Y8C switch • 6 x JL628A Front-to-Back Fan • 2 x JL632A Front-to‑Back 650W 100-240 VAC Power Supply. Supports 48 ports of 1G/10G/25GbE (SFP/SFP+/SFP28) and 8 ports of 40G/100GbE (QSFP+/ QSFP28) [optional 1 GBASE-T and 10 GBASE-T transceivers, 4x10G and 4x25G breakout cables] | Switch\Switch_Images\JL624A_8325-48Y8Cfront-to-back_ACswitch_bundle.jpg
JL625A 8325-48Y8C back-to-front AC switch bundle | 1 x JL635A base 8325‑48Y8C switch • 6 x JL629A Back‑to‑Front Fan • 2 x JL633A Back-to‑Front 650W 100-240 VAC Power Supply Supports 48 ports of 1G/10G/25GbE (SFP/SFP+/SFP28) and 8 ports of 40G/100GbE (QSFP+/QSFP28) [optional 1 GBASE-T and 10 GBASE-T transceivers, 4x10G and 4x25G breakout cables] | Switch\Switch_Images\JL625A_8325-48Y8Cback-to-front_ACswitch_bundle.jpg
JL626A 8325-32C front-to-back AC switch bundle | 1 x JL636A base 8325‑32C switch • 6 x JL630A Front‑to‑Back Fan • 2 x JL632A Front-to‑Back 650W 100-240 VAC Power SupplySupports 32 ports of 40G/100GbE (QSFP+/QSFP28) [optional 4x10G and 4x25G breakout cables] | Switch\Switch_Images\JL626A_8325-32Cfront-to-back_ACswitch_bundle.jpg
JL627A 8325-32C back-to-front AC switch bundle | 1 x JL636A base 8325‑32C switch • 6 x JL631A Back-to-Front Fan • 2 x JL633A Back-to‑Front 650W 100-240 VAC Power Supply Supports 32 ports of 40G/100GbE (QSFP+/QSFP28) [optional 4x10G and 4x25G breakout cables] | Switch\Switch_Images\JL627A_8325-32Cback-to-front_ACswitch_bundle.jpg
HPE Aruba Networking 8100 24XF4C 3 Fans, 2 AC Power Supplies [R9W87A (Back to Front)] | 24 ports of 1GbE/10GbE (SFP/SFP+) 4 ports of 40GbE/100GbE (QSFP+/QSFP28) RJ-45 serial and USB-C console; RJ-45 Ethernet port; USB-Type A | Switch\Switch_Images\HPE_Aruba_Networking_8100_24XF4C_3_Fans,_2_AC_Power_Supplies[R9W87A_(Back_to_Front)].jpg
HPE Aruba Networking 8100 24XT4XF4C 3 Fans, 2 AC Power Supplies [R9W89A (Back to Front)] | 24 ports of 100M/1/2.5/5/10GbE/ 10BaseT 4 ports of 1/GbE/10GbE (SFP/SFP+) 4 ports of 40GbE/100GbE (QSFP+/QSFP28) RJ-45 serial and USB-C console; RJ-45 Ethernet port; USB-Type A | Switch\Switch_Images\HPE_Aruba_Networking_8100_24XT4XF4C_3_Fans,_2_AC_Power_Supplies[R9W89A_(Back_to_Front)].jpg
HPE Aruba Networking 8100 48XF4C 3 Fans, 2 AC Power Supplies [R9W91A (Back to Front)] | 48 ports of 1GbE/10GbE (SFP/SFP+) 4 ports of 40GbE/100GbE (QSFP+/QSFP28) RJ-45 serial and USB-C console; RJ-45 Ethernet port; USB-Type A | Switch\Switch_Images\HPE_Aruba_Networking_8100_48XF4C_3_Fans,_2_AC_Power_Supplies_[R9W91A_(Back_to_Front)].jpg
HPE Aruba Networking 8100 40XT8XF4C 3 Fans, 2 AC Power Supplies [R9W93A (Back to Front)] | 40 ports of 100M/1/2.5/5/10GbE/ 10BaseT 8 ports of 1/GbE/10GbE (SFP/SFP+) 4 ports of 40GbE/100GbE (QSFP+/QSFP28 RJ-45 serial and USB-C console; RJ-45 Ethernet port; USB-Type A | Switch\Switch_Images\HPE_Aruba_Networking_8100_40XT8XF4C_3_Fans,_2_AC_Power_Supplies_[R9W93A_(Back_to_Front)].jpg
HPE Aruba Networking 8100 24XF4C 3 Fans, 2 AC Power Supplies [R9W86A (Front to back)] | 24 ports of 1GbE/10GbE (SFP/SFP+) 4 ports of 40GbE/100GbE (QSFP+/QSFP28) RJ-45 serial and USB-C console; RJ-45 Ethernet port; USB-Type A | Switch\Switch_Images\HPE_Aruba_Networking_8100_24XF4C_3_Fans,_2_AC_Power_Supplies_[R9W86A_(Front_to_back)].jpg
HPE Aruba Networking 8100 24XT4XF4C 3 Fans, 2 AC Power Supplies [R9W88A (Front to back)] | 24 ports of 100M/1/2.5/5/10GbE/10BaseT 4 ports of 1/GbE/10GbE (SFP/SFP+) 4 ports of 40GbE/100GbE (QSFP+/QSFP28) RJ-45 serial and USB-C console; RJ-45 Ethernet port; USB-Type A | Switch\Switch_Images\HPE_Aruba_Networking8100_24XT4XF4C_3_Fans,_2_AC_Power_Supplies[R9W88A_(Front_to_back)].jpg
HPE Aruba Networking 8100 48XF4C 3 Fans, 2 AC Power Supplies [R9W90A (Front to back)] | 48 ports of 1GbE/10GbE (SFP/SFP+) 4 ports of 40GbE/100GbE (QSFP+/QSFP28) RJ-45 serial and USB-C console; RJ-45 Ethernet port; USB-Type A | Switch\Switch_Images\HPE_Aruba_Networking_8100_48XF4C_3_Fans,_2_AC_Power_Supplies_[R9W90A_(Front_to_back)].jpg
HPE Aruba Networking 8100 40XT8XF4C 3 Fans, 2 AC Power Supplies [R9W92A (Front to back)] | 40 ports of 100M/1/2.5/5/10GbE/10BaseT 8 ports of 1/GbE/10GbE (SFP/SFP+) 4 ports of 40GbE/100GbE (QSFP+/QSFP28 RJ-45 serial and USB-C console; RJ-45 Ethernet port; USB-Type A | Switch\Switch_Images\HPE_Aruba_Networking_8100_40XT8XF4C_3_Fans,_2_AC_Power_Supplies_[R9W92A_(Front_to_back)].jpg
HPE Aruba Networking CX 8400 Switch Series | •High performance 19.2 Tbps switching (1.2 Tbps/slot) capacity •Carrier‑class high availability with HPE Aruba Networking Virtual Switching Extension (VSX), redundant management, power, and fabric •AOS‑CX enables automation and programmability using built‑in REST APIs and Python scripts •Intelligent monitoring, visibility, and remediation with HPE Aruba Networking Analytics Engine •Dynamic VXLAN with BGP‑EVPN for deep segmentation in data center and campus networks •One touch deployment with the HPE Aruba Networking CX Mobile App •HPE Aruba Networking Switch Multi‑Edit support for automated configuration and verification •Advanced Layer 2/3 feature set includes BGP, EVPN, OSPF, VRF, and IPv6 •Compact 8U chassis with high density, line rate 10GbE/ 25GbE/40GbE/100GbE connectivity | Switch\Switch_Images\HPE_Aruba_NetworkingCX_8400_Switch_Series.jpg
HPE Aruba Networking 5406R zl2 Switch (J9821A) | Included accessories- 1 HPE Aruba Networking 5400R zl2 Management Module (J9827A) 1 HPE Aruba Networking 5406R zl2 Switch Fan Tray (J9831A) I/O ports and slots 6 open module slots Supports a maximum of 144 autosensing 10/100/1000 ports or 144 SFP ports or 48 SFP+ ports or 48 HPE Smart Rate Multi-Gigabit or 12 40GbE ports, or a combination | Switch\Switch_Images\HPE_Aruba_Networking_5406R_zl2_Switch_(J9821A).jpg
HPE Aruba Networking 5412R zl2 Switch (J9822A) | Included accessories- 1 HPE Aruba Networking 5400R zl2 Management Module (J9827A) 1 HPE Aruba Networking 5406R zl2 Switch Fan Tray (J9831A) I/O ports and slots 12 open module slots Supports a maximum of 288 autosensing 10/100/1000 ports or 288 SFP ports or 96 SFP+ ports or 96 HPE Smart Rate Multi-Gigabit or 24 40GbE ports, or a combination | Switch\Switch_Images\HPE_Aruba_Networking_5412R_zl2_Switch_(J9822A).jpg
HPE 5406R-44G-PoE+/2SFP+ (No PSU) v2 zl2 Switch (J9823A) | Included accessories- 1 HPE Aruba Networking 5400R zl2 Management Module (J9827A) 1 HPE Aruba Networking 5406R zl2 Switch Fan Tray (J9831A) I/O ports and slots 44 RJ-45 autosensing 10/100/1000 PoE+ ports (IEEE 802.3 Type 10BASE-T, IEEE 802.3u Type 100BASE-TX, IEEE 802.3ab Type 1000BASE-T, IEEE 802.3at PoE+); Media Type: Auto MDIX; Duplex: 10BASET/ 100BASE-TX: half or full; 1000BASE-T: full only 2 open 10GbE SFP+ transceiver slots 4 open module slots Supports a maximum of 144 autosensing 10/100/1000 ports or 144 SFP ports or 48 SFP+ ports or 48 HPE Smart Rate Multi-Gigabit or 12 40GbE ports, or a combination | Switch\Switch_Images\HPE_5406R-44G-PoE+2SFP+_(No_PSU)_v2_zl2_Switch_(J9823A).jpg
HPE 5412R-92G-PoE+/2SFP+ (No PSU) v2 zl2 Switch (J9825A) | Included accessories 1 HPE Aruba Networking 5400R zl2 Management Module (J9827A) 1 HPE Aruba Networking 5412R zl2 Switch Fan Tray (J9832A) 92 RJ-45 autosensing 10/100/1000 PoE+ ports (IEEE 802.3 Type 10BASE-T, IEEE 802.3u Type 100BASE-TX, IEEE 802.3ab Type 1000BASE-T, IEEE 802.3at PoE+); Media Type: Auto-MDIX; Duplex: 10BASE-T/100BASE-TX: half or full; 1000BASE-T: full only 2 open 10GbE SFP+ transceiver slots 8 open module slots Supports a maximum of 288 autosensing 10/100/1000 ports or 288 SFP ports or 96 SFP+ ports or 96 HPE Smart Rate Multi-Gigabit or 24 40GbE ports, or a combination | Switch\Switch_Images\HPE_5412R-92G-PoE+2SFP+_(No_PSU)_v2_zl2_Switch_(J9825A).jpg
HPE 5406R-44G-PoE+/4SFP (No PSU) v2 zl2 Switch (J9824A) | Included accessories 1 HPE Aruba Networking 5400R zl2 Management Module (J9827A) 1 HPE Aruba Networking 5406R zl2 Switch Fan Tray (J9831A) I/O ports and slots 44 RJ-45 autosensing 10/100/1000 PoE+ ports (IEEE 802.3 Type 10BASE-T, IEEE 802.3u Type 100BASE-TX, IEEE 802.3ab Type 1000BASE-T, IEEE 802.3at PoE+); Media Type: Auto MDIX; Duplex: 10BASET/ 100BASE-TX: half or full; 1000BASE-T: full only 4 open SFP transceiver slots 4 open module slots Supports a maximum of 144 autosensing 10/100/1000 ports or 144 SFP ports or 48 SFP+ ports or 48 HPE Smart Rate Multi-Gigabit or 12 40GbE ports, or a combination | Switch\Switch_Images\HPE_5406R-44G-PoE+4SFP_(No_PSU)_v2_zl2_Switch_(J9824A).jpg
HPE 5406R-8XGT/8SFP+ (No PSU) v2 zl2 Switch (J9868A) | Included accessories 1 HPE Aruba Networking 5400R zl2 Management Module (J9827A) 1 HPE Aruba Networking 5406R zl2 Switch Fan Tray (J9831A) I/O ports and slots 8 RJ-45 10GbE ports (IEEE 802.3an-2006 Type 10GBASE-T) 8 open 10GbE SFP+ transceiver slots 4 open module slots Supports a maximum of 144 autosensing 10/100/1000 ports or 144 SFP ports or 48 SFP+ ports or 48 HPE Smart Rate Multi-Gigabit or 12 40GbE ports, or a combination | Switch\Switch_Images\HPE_5406R-8XGT8SFP+_(No_PSU)_v2_zl2_Switch_(J9868A).jpg
Aruba 5412R 92GT PoE+ and 4-port SFP+ (No PSU) v3 zl2 Switch (JL001A) | Included accessories 1 HPE Aruba Networking 5400R zl2 Management Module (J9827A) 1 HPE Aruba Networking 5412R zl2 Switch Fan Tray (J9832A) 3 HPE Aruba Networking 24-port 10/100/1000BASE-T PoE+ MACsec v3 zl2 Module (J9986A) 1 HPE Aruba Networking 20-port 10/100/1000BASE-T PoE+ / 4-port 1G/10GbE SFP+ MACsec v3 zl2 Module (J9990A) I/O ports and slots 92 RJ-45 autosensing 10/100/1000 PoE+ ports (IEEE 802.3 Type 10BASE-T, IEEE 802.3u Type 100BASE-TX, IEEE 802.3ab Type 1000BASE-T, IEEE 802.3at PoE+); Media Type: Auto-MDIX; Duplex: 10BASE-T/100BASE-TX: half or full; 1000BASE-T: full only 4 open 10GbE SFP+ transceiver slots 8 open module slots Supports a maximum of 288 autosensing 10/100/1000 ports or 288 SFP ports or 96 SFP+ ports or 96 HPE Smart Rate Multi-Gigabit or 24 40GbE ports, or a combination | Switch\Switch_Images\Aruba_5412R_92GT_PoE+_and_4-port_SFP+_(No_PSU)_v3_zl2_Switch_(JL001A).jpg
Aruba 5406R 8-port 1/2.5/5/10GBASE-T PoE+ / 8-port SFP+ (No PSU) v3 zl2 Switch (JL002A) | Included accessories 1 HPE Aruba Networking 5400R zl2 Management Module (J9827A) 1 HPE Aruba Networking 5406R zl2 Switch Fan Tray (J9831A) 1 HPE Aruba Networking 8-port 1G/10GbE SFP+ MACsec v3 zl2 Module (J9993A) 1 HPE Aruba Networking 8-port 1/2.5/5/10GBASE-T PoE+ MACsec v3 zl2 Module (J9995A) I/O ports and slots 8 RJ-45 HPE Smart Rate Multi-Gigabit ports (100M, 1/2.5/5GBASE-T and 10GBASE-T) 8 open 10GbE SFP+ transceiver slots 4 open module slots Supports a maximum of 144 autosensing 10/100/1000 ports or 144 SFP ports or 48 SFP+ ports or 48 HPE Smart Rate Multi-Gigabit or 12 40GbE ports, or a combination Power supplies 2 power supply slots 1 minimum power supply required (ordered separately) | Switch\Switch_Images\Aruba_5406R_8-port_12.5510GBASE-T_PoE+__8-port_SFP+_(No_PSU)_v3_zl2_Switch_(JL002A).jpg
HPE Aruba Networking 2930M 24G 1-slot Switch (JL319A) | I/O ports and slots 20 Autosensing 10/100/1000 ports (IEEE 802.3 Type 10BASE-T, IEEE 802.3u Type 100BASETX, IEEE 802.3ab Type 1000Base-T); Duplex: 10BASE-T/100BASE-TX:half or full;1000BASE-T:full only 4 Combo 10/100/1000BASE-T or 100/1000Mbps SFP Ports Additional ports and slots 1 Dual Personality (RJ-45 or USB Micro-B) serial console port 1 USB A port for uploading/ downloading files 1 100BASE-T Out of Band Management Port 1 Uplink Slot 1 Stacking Module Slot 2 Power Supply Slots (power supplies not included) | Switch\Switch_Images\HPE_Aruba_Networking_2930M_24G_1-slot_Switch_(JL319A).jpg
HPE Aruba Networking 2930M 24G PoE+ 1-slot Switch (JL320A) | I/O ports and slots 20 Autosensing 10/100/1000 ports (IEEE 802.3 Type 10BASE-T, IEEE 802.3u Type 100BASETX, IEEE 802.3ab Type 1000Base-T IEEE 802.3at PoE+); Duplex: 10BASE‑T/100BASE-TX:half or full;1000BASET: full only 4 Combo 10/100/1000BASE-T PoE+ or 100/1000Mbps SFP Ports Additional ports and slots 1 Dual Personality (RJ-45 or USB Micro-B) serial console port 1 USB A port for uploading/ downloading files 1 100BASE-T Out of Band Management Port 1 Uplink Slot 1 Stacking Module Slot 2 Power Supply Slots (power supplies not included) | Switch\Switch_Images\HPE_Aruba_Networking_2930M__24G_PoE+_1-slot_Switch_(JL320A).jpg
HPE Aruba Networking 2930M 48G 1-slot Switch (JL321A) | I/O ports and slots 44 Autosensing 10/100/1000 ports (IEEE 802.3 Type 10BASE-T, IEEE 802.3u Type 100BASETX, IEEE 802.3ab Type 1000Base-T); Duplex: 10BASE-T/100BASE-TX:half or full;1000BASE-T:full only 4 Combo 10/100/1000BASE-T or 100/1000Mbps SFP Ports Additional ports and slots 1 Dual Personality (RJ-45 or USB Micro-B) serial console port 1 USB A port for uploading/ downloading files 1 100BASE-T Out of Band Management Port 1 Uplink Slot 1 Stacking Module Slot 2 Power Supply Slots (power supplies not included) | Switch\Switch_Images\HPE_Aruba_Networking_2930M_48G_1-slot_Switch_(JL321A).jpg
HPE Aruba Networking 2930M 48G PoE+ 1-slot Switch (JL322A) | I/O ports and slots 44 Autosensing 10/100/1000 ports (IEEE 802.3 Type 10BASE-T, IEEE 802.3u Type 100BASETX, IEEE 802.3ab Type 1000Base-T, IEEE 802.3at PoE+); Duplex: 10BASE‑T/100BASE-TX:half or full;1000BASET: full only 4 Combo 10/100/1000BASE-T PoE+ or 100/1000Mbps SFP Ports Additional ports and slots 1 Dual Personality (RJ-45 or USB Micro-B) serial console port 1 USB A port for uploading/ downloading files 1 100BASE-T Out of Band Management Port 1 Uplink Slot 1 Stacking Module Slot 2 Power Supply Slots (power supplies not included) | Switch\Switch_Images\HPE_Aruba_Networking_2930M_48G_PoE+_1-slot_Switch_(JL322A).jpg
HPE Aruba Networking 2930M 40G 8 HPE Smart Rate PoE Class 6 1-slot Switch (R0M67A) | I/O ports and slots 36 Autosensing 10/100/1000 ports (IEEE 802.3 Type 10BASE-T, IEEE 802.3u Type 100BASETX, IEEE 802.3ab Type 1000Base-T PoE Class 6 ); Duplex: 10BASE-T/100BASE-TX:half or full;1000BASE-T:full only 4 Combo 10/100/1000BASE-T PoE Class 6 or 100/1000Mbps SFP Ports 8 802.3bz 100M, 1/2.5/5GBASE-T and 10GBASE-T PoE Class 6 ports Additional ports and slots 1 Dual Personality (RJ-45 or USB Micro-B) serial console port 1 USB A port for uploading/ downloading files 1 100BASE-T Out of Band Management Port 1 Uplink Slot 1 Stacking Module Slot 2 Power Supply Slots (power supplies not included) | Switch\Switch_Images\HPE_Aruba_Networking_2930M_40G_8_HPE_Smart_Rate_PoE_Class_6_1-slot_Switch_(R0M67A).jpg
HPE Aruba Networking 2930M 40G 8 HPE Smart Rate PoE+ 1-slot Switch (JL323A) | I/O ports and slots 36 Autosensing 10/100/1000 ports (IEEE 802.3 Type 10BASE-T, IEEE 802.3u Type 100BASETX, IEEE 802.3ab Type 1000Base-T PoE+); Duplex: 10BASE-T/100BASE-TX:half or full;1000BASE-T:full only 4 Combo 10/100/1000BASE-T PoE+ or 100/1000Mbps SFP 8 802.3bz 100M, 1/2.5/5GBASE-T and 10GBASE-T copper PoE+ ports Additional ports and slots 1 Dual Personality (RJ-45 or USB Micro-B) serial console port 1 USB A port for uploading/downloading files 1 100BASE-T Out of Band Management Port 1 Uplink Slot 1 Stacking Module Slot 2 Power Supply Slots (power supplies not included) | Switch\Switch_Images\HPE_Aruba_Networking_2930M_40G_8_HPE_Smart_Rate_PoE+_1-slot_Switch_(JL323A).jpg
HPE Aruba Networking 2930M 24 HPE Smart Rate PoE+ 1-slot Switch (JL324A) | I/O ports and slots 24 Autosensing 100M, 1/2.5/5GBASE-T ports PoE+ Additional ports and slots 1 Dual Personality (RJ-45 or USB Micro-B) serial console port 1 USB A port for uploading/downloading files 1 100BASE-T Out of Band Management Port 1 Uplink Slot 1 Stacking Module Slot 2 Power Supply Slots (power supplies not included) | Switch\Switch_Images\HPE_Aruba_Networking_2930M_24_HPE_Smart_Rate_PoE+_1-slot_Switch_(JL324A).jpg
HPE Aruba Networking 2930M 24 HPE Smart Rate PoE Class 6 1-slot Switch (R0M68A) | I/O ports and slots 24 Autosensing 100M, 1/2.5/5GBASE-T PoE Class 6 ports Additional ports and slots 1 Dual Personality (RJ-45 or USB Micro-B) serial console port 1 USB A port for uploading/downloading files 1 100BASE-T Out of Band Management Port 1 Uplink Slot 1 Stacking Module Slot 2 Power Supply Slots (power supplies not included) | Switch\Switch_Images\HPE_Aruba_Networking_2930M_24_HPE_Smart_Rate_PoE_Class_6_1-slot_Switch_(R0M68A).jpg
HPE FlexNetwork 5140 24G SFP 4SFP+ EI Switch (JL826A) | I/O ports and slots 16 SFP 100/1000 Mbps ports 8 SFP dual-personality ports - 10/100/1000BASE-T RJ-45 or 100/1000BASE-X Combo Ports 4 SFP+ fixed 1000/10000 SFP+ ports Additional ports and slots 1 RJ-45 serial console port Power supplies 2 power supply slots 1 minimum power supply required (ordered separately) | Switch\Switch_Images\HPE_FlexNetwork_5140_24G_SFP_4SFP+_EI_Switch_(JL826A).jpg
HPE FlexNetwork 5140 48G 4SFP+ EI Switch (JL829A) | I/O ports and slots 48 RJ-45 autosensing 10/100/1000 ports (IEEE 802.3 Type 10BASE-T, IEEE 802.3u Type 100BASETX, IEEE 802.3ab Type 1000BASE-T); Duplex: 10BASE-T/100BASE-TX: half or full; 1000BASE-T: full only 4 SFP+ fixed 1000/10000 SFP+ ports Additional ports and slots 1 RJ-45 serial console port | Switch\Switch_Images\HPE_FlexNetwork_5140_48G_4SFP+_EI_Switch_(JL829A).jpg
HPE FlexNetwork 5140 24G PoE+ 4SFP+ (370W) EI Switch (JL827A ) | I/O ports and slots 24 RJ-45 autosensing 10/100/1000 ports (IEEE 802.3 Type 10BASE-T, IEEE 802.3u Type 100BASETX, IEEE 802.3ab Type 1000BASE-T) with 4 combo ports (RJ-45 or SFP); Duplex: 10BASET/ 100BASE-TX: half or full; 1000BASE-T: full only Additional ports and slots 1 RJ-45 serial console port | Switch\Switch_Images\HPE_FlexNetwork_5140_24G_PoE+_4SFP+_(370W)_EI_Switch_(JL827A_).jpg
HPE FlexNetwork 5140 48G PoE+ 4SFP+ (370W) EI Switch (JL824A ) | I/O ports and slots 48 RJ-45 autosensing 10/100/1000 ports (IEEE 802.3 Type 10BASE-T, IEEE 802.3u Type 100BASETX, IEEE 802.3ab Type 1000BASE-T); Duplex: 10BASE-T/100BASE-TX: half or full; 1000BASE-T: full only 4 SFP+ fixed 1000/10000 SFP+ ports Additional ports an slots 1 RJ-45 serial console port | Switch\Switch_Images\HPE_FlexNetwork_5140_48G_PoE+_4SFP+_(370W)_EI_Switch_(JL824A_).jpg
HPE FlexNetwork 5140 24G PoE+ 2SFP+ 2XGT (370W) EI Switch (JL823A ) | I/O ports and slots 24 RJ-45 autosensing 10/100/1000 ports (IEEE 802.3 Type 10BASE-T, IEEE 802.3u Type 100BASETX, IEEE 802.3ab Type 1000BASE-T); Duplex: Ports 1-24 support 10BASE-T/100BASE-TX, 1000BASE-T (full only) 2 SFP+ fixed 1000/10000 SFP+ ports 2X1/2.5/5/10G BASE-T ports Additional ports and slots 1 RJ-45 serial console port | Switch\Switch_Images\HPE_FlexNetwork_5140_24G_PoE+_2SFP+_2XGT_(370W)_EI_Switch_(JL823A_).jpg
HPE FlexNetwork 5140 48G PoE+ 2SFP+ 2XGT (370W) EI Switch (JL825A ) | I/O ports and slots 48 RJ-45 autosensing 10/100/1000 ports (IEEE 802.3 Type 10BASE-T, IEEE 802.3u Type 100BASETX, IEEE 802.3ab Type 1000BASE-T); Duplex: 10BASE-T/100BASE-TX: half or full; 1000BASE-T: full only 2 SFP+ fixed 1000/10000 SFP+ ports 2X1/2.5/5/10G BASE-T ports Additional ports and slots 1 RJ-45 serial console port | Switch\Switch_Images\HPE_FlexNetwork_5140_48G_PoE+_2SFP+_2XGT_(370W)_EI_Switch_(JL825A_).jpg
HPE FlexNetwork 5140 8G 2SFP 2GT Combo EI Switch (R8J42A ) | I/O ports and slots 8 RJ-45 autosensing 10/100/1000 ports (IEEE 802.3 Type 10BASE-T, IEEE 802.3u Type 100BASE-TX, IEEE 802.3ab Type 1000BASE-T); Duplex: Ports 1-8 support 10BASET/ 100BASE-TX, 1000BASE-T (full only) 2 SFP fixed 1GbE ports 2 GT ports Additional ports and slots 1 RJ-45 serial console port | Switch\Switch_Images\HPE_FlexNetwork_5140_8G_2SFP_2GT_Combo_EI_Switch_(R8J42A_).jpg
HPE FlexNetwork 5140 24G 2SFP+ 2XGT EI Switch (R8J41A) | I/O ports and slots 24 RJ-45 autosensing 10/100/1000 ports (IEEE 802.3 Type 10BASE-T, IEEE 802.3u Type 100BASETX, IEEE 802.3ab Type 1000BASE-T); Duplex: Ports 1-24 support 10BASE-T/100BASE-TX, 1000BASE-T (full only) 2 SFP+ fixed 1000/10000 SFP+ ports 2X1/2.5/5/10G BASE-T ports Additional ports and slots 1 RJ-45 serial console port | Switch\Switch_Images\HPE_FlexNetwork_5140_24G_2SFP+_2XGT_EI_Switch_(R8J41A).jpg
HPE Networking Comware 5120v3 8G PoE+ 2 SFP Campus Switch (S0F79A) | I/O ports and slots 8x10/100/1000BASE-T, 2x1000BASE-X SFP Additional ports and slots 1 management interface Power supplies Embedded | Switch\Switch_Images\HPE_Networking_Comware_5120v3_8G_PoE+_2_SFP_Campus_Switch_(S0F79A).jpg
HPE 5600 HI 24P PoE8 MGig 1 Slot Sw (S0S34A) | I/O ports and slots 24 x 100M/1G/2.5G/5G/10GBASE-T (PoE8) + 1 expansion slot Power supplies 2 power supply slots (1+1 dual hot pluggable) HPE 5600 HI 48P PoE8 MGig 4QSFP+ 1s Sw (S0S35A) I/O ports and slots 48 x 100M/1G/2.5G/5G/10GBASE-T (PoE8) + 4 x QSFP Plus + 1 expansion slot Power supplies 2 power supply slots (1+1 dual hot pluggable) | Switch\Switch_Images\HPE_5600_HI_24P_PoE8_MGig_1_Slot_Sw_(S0S34A).jpg
HPE 5600 HI 48P PoE8 MGig 4QSFP+ 1s Sw (S0S35A) | I/O ports and slots 48 x 100M/1G/2.5G/5G/10GBASE-T (PoE8) + 4 x QSFP Plus + 1 expansion slot Power supplies 2 power supply slots (1+1 dual hot pluggable) | Switch\Switch_Images\HPE_5600_HI_48P_PoE8_MGig_4QSFP+_1s_Sw_(S0S35A).jpg
HPE Networking Comware Switch 24p 10/100/1000BASE-T 4p SFP+ 1 Exp 2 PS Slot 5520HI (R8M25A) | I/O ports and slots (16) 10/100/1000BASE-T RJ-45 ports (8) dual-personality ports - 10/100/1000BASE-T RJ-45 or 100/1000BASE-X Combo Ports Duplex: Ports 1-24 support 10BASE-T/100BASE-TX, 1000BASE-T (full only); Ports 17-24 support MACsec 4 SFP+ 1/10GbE ports 1 port expansion module slot Additional ports and slots 1 dual-personality (RJ-45 or mini USB) serial console port 1 RJ-45 out-of-band management port 1 USB 2.0 Power supplies 2 power supply slots 1 minimum power supply required (ordered separately) | Switch\Switch_Images\HPE_Networking_Comware_Switch_24p_101001000BASE-T_4p_SFP+_1_Exp_2_PS_Slot_5520HI_(R8M25A).jpg
HPE Networking Comware Switch 48G 10/100/1000BASE-T 4 10G/1G BASE-X 5520HI (R8M26A) | I/O ports and slots 48 RJ-45 autosensing 10/100/1000 ports; Duplex: ports 1-48 support 10BASE-T/100BASE-TX, 1000BASE-T (full only) Ports 41-48 support MACsec 4 SFP+ 1/10GbE ports 1 port expansion module slot Additional ports and slots 1 dual-personality (RJ-45 or mini USB) serial console port 1 RJ-45 out-of-band management port 1 USB 2.0 Power supplies 2 power supply slots 1 minimum power supply required (ordered separately) | Switch\Switch_Images\HPE_Networking_Comware_Switch_48G_101001000BASE-T_4_10G1G_BASE-X_5520HI_(R8M26A).jpg
HPE Networking Comware Switch 24 SFP 4 10G/1G BASE-X SFP+ 1 Exp slot 2 Fan Tray 2 PS 5520HI (R8M27A) | I/O ports and slots (16) SFP 100/1000 Mbps ports (8) SFP dual-personality ports - 10/100/1000BASE-T RJ-45 or 100/1000BASE-X Combo Ports. Ports 17-24 support MACsec 4 SFP+ 1/10GbE ports 1 port expansion module slot Additional ports and slots 1 dual-personality (RJ-45 or mini USB) serial console port 1 RJ-45 out-of-band management port 1 USB 2.0 Power supplies 2 power supply slots 1 minimum power supply required (ordered separately) | Switch\Switch_Images\HPE_Networking_Comware_Switch_24_SFP_4_10G1G_BASE-X_SFP+_1_Exp_slot_2_Fan_Tray_2_PS_5520HI(R8M27A).jpg
HPE Networking Comware Switch 24 10/100/1000BASE-T 4 10G/1G BASE-X SFP+ 1 Exp 2 Fan Tray 2 PS 5520HI (R8M28A) | I/O ports and slots 24 RJ-45 autosensing 10/100/1000 BASE-T PoE+ ports; Duplex: Ports 1-24 support 10BASET/ 100BASE-TX, 1000BASE-T (full only); Ports 17-24 support MACsec 4 SFP+ 10GbE ports 1 port expansion module slot Additional ports and slots 1 dual-personality (RJ-45 or mini USB) serial console port 1 RJ-45 out-of-band management port 1 USB 2.0 Power supplies 2 power supply slots 1 minimum power supply required (ordered separately) Fan tray Airflow direction is Side to Back and Back to Side | Switch\Switch_Images\HPE_Networking_Comware_Switch_24_101001000BASE-T_4_10G1G_BASE-X_SFP+_1_Exp_2_Fan_Tray_2PS_5520HI_(R8M28A).jpg
PS 5520HI (R8M29A) | I/O ports and slots 48 RJ-45 autosensing 10/100/1000 BASE-T (PoE+ ports); Duplex: Ports 1-48 support 10BASET/ 100BASE-TX, 1000BASE-T (full only); Ports 41-48 support MACsec 4 SFP+ 10GbE ports; 1 port expansion module slot Additional ports and slots 1 dual-personality (RJ-45 or mini USB) serial console port 1 RJ-45 out-of-band management port 1 USB 2.0 Power supplies 2 power supply slots 1 minimum power supply required (ordered separately) Fan tray Airflow direction is Side to Back and Back to Side | Switch\Switch_Images\PS_5520HI_(R8M29A).jpg
HPE 7510X PoE Ethernet Switch Chassis (R8N47A) | Included accessories 1 HPE 7510X Fan Tray Assembly (JD216A) I/O ports and slots 10 I/O module slots Supports a maximum of 40 100 GbE ports or 240 40GbE ports or 480 10GbE ports or 480 1GbE ports or 480 Fiber Ethernet ports, or a combination Additional ports and slots 2 switch fabric slots Power supplies 2 power supply slots 1 minimum power supply required (ordered separately) Fan tray includes: 1 x JD216A 1 fan tray slot | Switch\Switch_Images\HPE_7510X_PoE_Ethernet_Switch_Chassis_(R8N47A).jpg
HPE FlexNetwork 7506X PoE Ethernet Switch Chassis (R8N48A) | Included accessories 1 HPE 7506X Fan Tray Assembly (R8N60A) I/O ports and slots 6 I/O module slots Supports a maximum of 24 100 GbE ports or 144 40GbE ports or 288 10GbE ports or 288 1GbE ports or 288 Fiber Ethernet ports, or a combination Additional ports and slots 2 switch fabric slots Power supplies 2 power supply slots 1 minimum power supply required (ordered separately) Fan tray includes: 1 x R8N60A 1 fan tray slot | Switch\Switch_Images\HPE_FlexNetwork_7506X_PoE_Ethernet_Switch_Chassis_(R8N48A).jpg
HPE FlexNetwork 7503X Ethernet Switch Chassis (R8N49A) | Included accessories 1 HPE 7503X Fan Tray Assembly (R8N61A) I/O ports and slots 3 I/O module slots Supports a maximum of 12 100 GbE ports or 72 40GbE ports or 144 10GbE ports or 144 1GbE ports or 144 Fiber Ethernet ports, or a combination Additional ports and slots 2 switch fabric slots Power supplies 2 power supply slots 1 minimum power supply required (ordered separately) Fan tray includes: 1 x R8N61A 1 fan tray slot | Switch\Switch_Images\HPE_FlexNetwork_7503X_Ethernet_Switch_Chassis_(R8N49A).jpg
HPE FlexNetwork 5140 24G 4SFP+ HI Switch (R9L61A) | I/O ports and slots 24 RJ-45 autosensing 10/100/1000 ports (IEEE 802.3 Type 10BASE-T, IEEE 802.3u Type 100BASETX, IEEE 802.3ab Type 1000BASE-T) with 8 combo ports (RJ45 or SFP) 4 1/10G SFP+ ports, 1 port expansion module slot. Attention: SFP PLUS can also support 1G SFP and 1G SFP‑GE‑T (only works at GE) Additional ports and slots 1 dual-personality (RJ-45 or mini‑USB) serial console port 1 RJ-45 out-of-band management port 1 USB 2.0 Power supplies 2 power supply slots 1 minimum power supply required Fan tray Airflow direction is from side to back | Switch\Switch_Images\HPE_FlexNetwork_5140_24G_4SFP+_HI_Switch_(R9L61A).jpg
HPE FlexNetwork 5140 48G 4SFP+HI Switch (R9L62A) | I/O ports and slots 48 RJ-45 autosensing 10/100/1000 ports (IEEE 802.3 Type 10BASE-T, IEEE 802.3u Type 100BASETX, IEEE 802.3ab Type 1000BASE-T), 4 1/10G SFP+ ports, 1 port expansion module slot. 1G SFP and 1G SFP‑GE‑T (only works at GE) Additional ports and slots 1 dual-personality (RJ-45 or mini‑USB) serial console port 1 RJ-45 out-of-band management port 1 USB 2.0 Power supplies 2 power supply slots 1 minimum power supply required Fan tray Airflow direction is from side to back | Switch\Switch_Images\HPE_FlexNetwork_5140_48G_4SFP+HI_Switch_(R9L62A).jpg
HPE FlexNetwork 5140 24G PoE+ 4SFP+ HI Switch (R9L63A) | I/O ports and slots 24 RJ-45 autosensing 10/100/1000 PoE+ ports (IEEE 802.3 Type 10BASE-T, IEEE 802.3u Type 100BASE‑TX, IEEE 802.3ab Type 1000BASE-T, IEEE 802.3at PoE+), 4 SFP+ 10GbE ports 1 port expansion module slot Additional ports andslots 1 dual-personality (RJ-45 or mini‑USB) serial console port 1 RJ-45 out-of-band management port 1 USB 2.0 Power supplies 2 power supply slots 1 minimum power supply required Fan tray Airflow direction is from side to back | Switch\Switch_Images\HPE_FlexNetwork_5140_24G_PoE+_4SFP+_HI_Switch_(R9L63A).jpg
HPE FlexNetwork 5140 48G PoE+ 4SFP+ HI Switch (R9L64A) | I/O ports and slots 48 RJ-45 autosensing 10/100/1000 PoE+ ports (IEEE 802.3 Type 10BASE-T, IEEE 802.3u Type 100BASE-TX, IEEE 802.3ab Type 1000BASE-T, IEEE 802.3at PoE+) 4 SFP+ 10GbE ports 1 port expansion module slot Additional ports and slots 1 dual-personality (RJ-45 or mini‑USB) serial console port 1 RJ-45 out-of-band management port 1 USB 2.0 Power supplies 2 power supply slots 1 minimum power supply required Fan tray Airflow direction is from side to back | Switch\Switch_Images\HPE_FlexNetwork_5140_48G_PoE+_4SFP+_HI_Switch_(R9L64A).jpg
HPE Aruba Networking 2930F 24G 4SFP+ Switch (JL253A) | I/O ports and slots 24 RJ-45 autosensing 10/100/1000 ports (IEEE 802.3 Type 10BASE-T, IEEE 802.3u Type 100BASE-TX, IEEE 802.3ab Type 1000BASE-T) Duplex: 10BASE-T/100BASE-TX: half or full; 1000BASE-T: full only 4 SFP+ 1/10GbE ports; PHY-less Additional ports and slots 1 dual-personality (RJ-45 or USB micro-B) serial console port | Switch\Switch_Images\HPE_Aruba_Networking_2930F_24G_4SFP+_Switch_(JL253A).jpg
HPE Aruba Networking 2930F 48G 4SFP+ Switch (JL254A) | I/O ports and slots 48 RJ-45 autosensing 10/100/1000 ports (IEEE 802.3 Type 10BASE-T, IEEE 802.3u Type 100BASE-TX, IEEE 802.3ab Type 1000BASE-T); Duplex: 10BASE-T/100BASE-TX: half or full; 1000BASE-T: full only 4 SFP+ 1/10GbE ports; PHY-less Additional ports and slots 1 dual-personality (RJ-45 or USB micro-B) serial console port | Switch\Switch_Images\HPE_Aruba_Networking_2930F_48G_4SFP+_Switch_(JL254A).jpg
HPE Aruba Networking 2930F 24G PoE+ 4SFP+ Switch (JL255A) | I/O ports and slots 24 RJ-45 autosensing 10/100/1000 PoE+ ports (IEEE 802.3 Type 10BASE-T, IEEE 802.3u Type 100BASE-TX, IEEE 802.3ab Type 1000BASE-T, IEEE 802.3at PoE+); Duplex: 10BASE-T/100BASE-TX: half or full; 1000BASE-T: full only 4 SFP+ 1/10GbE ports; PHY-less Additional ports and slots 1 dual-personality (RJ-45 or USB micro-B) serial console port | Switch\Switch_Images\HPE_Aruba_Networking_2930F_24G_PoE+_4SFP+_Switch_(JL255A).jpg
HPE Aruba Networking 2930F 48G PoE+ 4SFP+ Switch (JL256A, JL256ACM)1 | I/O ports and slots 48 RJ-45 autosensing 10/100/1000 PoE+ ports (IEEE 802.3 Type 10BASE-T, IEEE 802.3u Type 100BASE-TX, IEEE 802.3ab Type 1000BASE-T, IEEE 802.3at PoE+); Duplex: 10BASE-T/100BASE-TX: half or full; 1000BASE-T: full only 4 SFP+ 1/10GbE ports; PHY-less Additional ports and slots 1 dual-personality (RJ-45 or USB micro-B) serial console port | Switch\Switch_Images\HPE_Aruba_Networking_2930F_48G_PoE+_4SFP+_Switch_(JL256A,_JL256ACM)1.jpg
HPE Aruba Networking 2930F 8G PoE+ 2SFP+ Switch (JL258A, JL258ACM) 1 | I/O ports and slots 8 RJ-45 autosensing 10/100/1000 PoE+ ports (IEEE 802.3 Type 10BASE-T, IEEE 802.3u Type 100BASETX, IEEE 802.3ab Type 1000BASE-T, IEEE 802.3at PoE+); Duplex: 10BASE-T/100BASE-TX: half or full; 1000BASE-T: full only 2 SFP+ 1/10GbE ports; PHY-less Additional ports and slots 1 dual-personality (RJ-45 or USB micro-B) serial console port | Switch\Switch_Images\HPE_Aruba_Networking_2930F_8G_PoE+_2SFP+_Switch_(JL258A,_JL258ACM)_1.jpg
HPE Aruba Networking 2930F 8G PoE+ 2SFP+ TAA-compliant Switch (JL692A) | I/O ports and slots 8 RJ-45 autosensing 10/100/1000 PoE+ ports (IEEE 802.3 Type 10BASE-T, IEEE 802.3u Type 100BASETX, IEEE 802.3ab Type 1000BASE-T, IEEE 802.3at PoE+); Duplex: 10BASE-T/100BASE-TX: half or full; 1000BASE-T: full only 2 SFP+ 1/10GbE ports; PHY-less Additional ports and slots 1 dual-personality (RJ-45 or USB micro-B) serial console port | Switch\Switch_Images\HPE_Aruba_Networking_2930F_8G_PoE+_2SFP+_TAA-compliant_Switch_(JL692A).jpg
HPE Aruba Networking 2930F 12G PoE+ 2G/2SFP+ Switch (JL693A) | I/O ports and slots 12 RJ-45 autosensing 10/100/1000 PoE+ ports (IEEE 802.3 Type 10BASE-T, IEEE 802.3u Type 100BASE-TX, IEEE 802.3ab Type 1000BASE-T, IEEE 802.3at PoE+); Duplex: 10BASE-T/100BASE-TX: half or full; 1000BASE-T: full only 2 RJ-45 autosensing 10/100/1000 ports (IEEE 802.3 Type 10BASE-T, IEEE 802.3u Type 100BASE-TX, IEEE 802.3ab Type 1000BASE-T); Duplex: 10BASE-T/100BASE-TX: half or full; 1000BASET: full only 2 SFP+ 1/10GbE ports; PHY-less Additional ports and slots 1 dual-personality (RJ-45 or USB micro-B) serial console port | Switch\Switch_Images\HPE_Aruba_Networking_2930F_12G_PoE+_2G2SFP+_Switch_(JL693A).jpg
HPE Aruba Networking 2930F 24G 4SFP Switch (JL259A) | I/O ports and slots 24 RJ-45 autosensing 10/100/1000 ports (IEEE 802.3 Type 10BASE-T, IEEE 802.3u Type 100BASE-TX, IEEE 802.3ab Type 1000BASE-T); Duplex: 10BASE-T/100BASE-TX: half or full; 1000BASE-T: full only 4 SFP Additional ports and slots 1 dual-personality (RJ-45 or USB micro-B) serial console port | Switch\Switch_Images\HPE_Aruba_Networking_2930F_24G_4SFP_Switch_(JL259A).jpg
HPE Aruba Networking 2930F 48G 4SFP Switch (JL260A) | I/O ports and slots 48 RJ-45 autosensing 10/100/1000 ports (IEEE 802.3 Type 10BASE-T, IEEE 802.3u Type 100BASE-TX, IEEE 802.3ab Type 1000BASE-T); Duplex: 10BASE-T/100BASE-TX: half or full; 1000BASE-T: full only 4 SFP Additional ports and slots 1 dual-personality (RJ-45 or USB micro-B) serial console port | Switch\Switch_Images\HPE_Aruba_Networking_2930F_48G_4SFP_Switch_(JL260A).jpg
HPE Aruba Networking 2930F 24G PoE+ 4SFP Switch (JL261A, JL261ACM) 1 | I/O ports and slots 24 RJ-45 autosensing 10/100/1000 PoE+ ports (IEEE 802.3 Type 10BASE-T, IEEE 802.3u Type 100BASE-TX, IEEE 802.3ab Type 1000BASE-T, IEEE 802.3at PoE+); Duplex: 10BASE-T/100BASE-TX: half or full; 1000BASE-T: full only 4 SFP Additional ports and slots 1 dual-personality (RJ-45 or USB micro-B) serial console port | Switch\Switch_Images\HPE_Aruba_Networking_2930F_24G_PoE+_4SFP_Switch_(JL261A,_JL261ACM)_1.jpg
HPE Aruba Networking 2930F 48G PoE+ 4SFP Switch (JL262A, JL262ACM) 1 | I/O ports and slots 48 RJ-45 autosensing 10/100/1000 PoE+ ports (IEEE 802.3 Type 10BASE-T, IEEE 802.3u Type 100BASE-TX, IEEE 802.3ab Type 1000BASE-T, IEEE 802.3at PoE+); Duplex: 10BASE-T/100BASE-TX: half or full; 1000BASE-T: full only 4 SFP Additional ports and slots 1 dual-personality (RJ-45 or USB micro-B) serial console port | Switch\Switch_Images\HPE_Aruba_Networking_2930F_48G_PoE+_4SFP_Switch_(JL262A,_JL262ACM)_1.jpg
HPE Aruba Networking 2930F 24G PoE+ 4SFP+ TAA-compliant Switch (JL263A) | I/O ports and slots 24 RJ-45 autosensing 10/100/1000 PoE+ ports (IEEE 802.3 Type 10BASE-T, IEEE 802.3u Type 100BASETX, IEEE 802.3ab Type 1000BASE-T, IEEE 802.3at PoE+); Duplex: 10BASE-T/100BASE-TX: half or full; 1000BASE-T: full only 4 SFP+ 1/10GbE ports PHY-less Additional ports and slots 1 dual-personality (RJ-45 or USB micro-B) serial console port | Switch\Switch_Images\HPE_Aruba_Networking_2930F_24G_PoE+_4SFP+_TAA-compliant_Switch_(JL263A).jpg
HPE Aruba Networking 2930F 48G PoE+ 4SFP+ TAA-compliant Switch (JL264A) | I/O ports and slots 48 RJ-45 autosensing 10/100/1000 PoE+ ports (IEEE 802.3 Type 10BASE-T, IEEE 802.3u Type 100BASETX, IEEE 802.3ab Type 1000BASE-T, IEEE 802.3at PoE+); Duplex: 10BASE-T/100BASE-TX: half or full; 1000BASE-T: full only 4 SFP+ 1/10GbE ports PHY-less Additional ports and slots 1 dual-personality (RJ-45 or USB micro-B) serial console port | Switch\Switch_Images\HPE_Aruba_Networking_2930F_48G_PoE+_4SFP+_TAA-compliant_Switch_(JL264A).jpg
HPE Aruba Networking 2930F 48G PoE+ 4SFP 740W Switch (JL557A) | I/O ports and slots 48 RJ-45 autosensing 10/100/1000 PoE+ ports (IEEE 802.3 Type 10BASE-T, IEEE 802.3u Type 100BASE-TX, IEEE 802.3ab Type 1000BASE-T, IEEE 802.3at PoE+); Duplex: 10BASE-T/100BASE-TX: half or full; 1000BASE-T: full only 4 SFP+ Additional ports and slots 1 dual-personality (RJ-45 or USB micro-B) serial console port | Switch\Switch_Images\HPE_Aruba_Networking_2930F_48G_PoE+_4SFP_740W_Switch_(JL557A).jpg
HPE Aruba Networking 2930F 48G PoE+ 4SFP+ 740W Switch (JL558A, JL558ACM) 1 | I/O ports and slots 48 RJ-45 autosensing 10/100/1000 PoE+ ports (IEEE 802.3 Type 10BASE-T, IEEE 802.3u Type 100BASE-TX, IEEE 802.3ab Type 1000BASE-T, IEEE 802.3at PoE+); Duplex: 10BASE-T/100BASE-TX: half or full; 1000BASE-T: full only 4 SFP+ 1/10GbE ports PHY-less Additional ports and slots 1 dual-personality (RJ-45 or USB micro-B) serial console port | Switch\Switch_Images\HPE_Aruba_Networking_2930F_48G_PoE+_4SFP+_740W_Switch_(JL558A,_JL558ACM)_1.jpg
HPE Aruba Networking 2930F 48G PoE+ 4SFP+ 740W TAA-compliant Switch (JL559A) | I/O ports and slots 48 RJ-45 autosensing 10/100/1000 PoE+ ports (IEEE 802.3 Type 10BASE-T, IEEE 802.3u Type 100BASE-TX, IEEE 802.3ab Type 1000BASE-T, IEEE 802.3at PoE+); Duplex: 10BASE-T/100BASE-TX: half or full; 1000BASE-T: full only 4 SFP+ 1/10GbE ports PHY-less Additional ports and slots 1 dual-personality (RJ-45 or USB micro-B) serial console port | Switch\Switch_Images\HPE_Aruba_Networking_2930F_48G_PoE+_4SFP+_740W_TAA-compliant_Switch_(JL559A).jpg
HPE FlexFabric 12916E Switch Chassis (JH103A) | I/O ports and slots 16 I/O module slots Supports a maximum 768 1/10GbE ports or 768 40GbE ports or 576 100GbE ports, or a combination 384 1/10GBase-T ports when using JH953A (HPE FlexFabric 12900E 24-port 10GbE/2-port 40GbE HB 59xx Module) with JH182A (HPE FlexFabric 5930 24p 10GBASE-T/2p MACsec QSFP+ Module) Additional ports and slots 2 MPU (for management modules) slots 6 switch fabric slots Power supplies 16 power supply slots 1 minimum power supply required (ordered separately) Fan tray 2 fan tray slots Fan trays are not included. | Switch\Switch_Images\HPE_FlexFabric_12916E_Switch_Chassis_(JH103A).jpg
HPE FlexFabric 12908E Switch Chassis (JH255A) | I/O ports and slots 8 I/O module slots Supports 384 1/10/40/100GbE ports or 192 400GbE ports or a combination 192 1/10GBase-T ports when using JH953A (HPE FlexFabric 12900E 24-port 10GbE/2-port 40GbE HB 59xx Module) with JH182A (HPE FlexFabric 5930 24p 10GBASE-T/2p MACsec QSFP+ Module) Additional ports and slots 2 MPU (for management modules) slots 6 switch fabric slots Power supplies 8 power supply slots 1 minimum power supply required (ordered separately) Fan tray 2 fan tray slots Fan trays are not included. | Switch\Switch_Images\HPE_FlexFabric_12908E_Switch_Chassis_(JH255A).jpg
HPE FlexFabric 12904E Switch Chassis (JH262A) | I/O ports and slots 4 I/O module slots Supports 192 1/10/40/100GbE ports or 96 400GbE ports or a combination Additional ports and slots 2 MPU (for management modules) slots 6 switch fabric slots Power supplies 4 power supply slots 1 minimum power supply required (ordered separately) Fan tray 2 fan tray slots Fan trays are not included. | Switch\Switch_Images\HPE_FlexFabric_12904E_Switch_Chassis_(JH262A).jpg
HPE FlexFabric 12902E Switch Chassis (JH345A) | I/O ports and slots 2 I/O module slots Supports a maximum of 48 1/10GBASE-T ports or 96 1/10GbE ports or 96 40GbE ports or 96 100GbE ports or a combination Additional ports and slots 2 MPU (for management modules) slots Power supplies 4 power supply slots 1 minimum power supply required (ordered separately) Fan tray 2 fan tray slots Fan trays are not included | Switch\Switch_Images\HPE_FlexFabric_12902E_Switch_Chassis_(JH345A).jpg
HPE FlexFabric 12901E Switch Chassis (JH951A) | I/O ports and slots 1 I/O module slots Supports a maximum of 48 100GbE, 40GbE or 10GbE ports or a combination Additional ports and slots MPU (for management) modules integrated Power supplies 2 power supply slots 1 minimum power supply required (ordered separately) Fan tray 3 fan tray slots Fan trays are not included | Switch\Switch_Images\HPE_FlexFabric_12901E_Switch_Chassis_(JH951A).jpg
HPE FlexFabric 5940 48SFP+ 6QSFP28 Switch (JH390A) | I/O ports and slots 48 fixed 1000/10000 SFP+ ports 6 QSFP28 100GbE ports Additional ports and slots 1 RJ-45 serial console port 1 RJ-45 out-of-band management port 1 SFP out-of-band management port 1 SFP GbE port 1 USB 2.0 1 Mini USB 2.0 Power supplies 2 power supply slots 1 minimum power supply required (ordered separately) Fan tray 2 fan tray slots | Switch\Switch_Images\HPE_FlexFabric_5940_48SFP+_6QSFP28_Switch_(JH390A).jpg
HPE FlexFabric 5940 48XGT 6QSFP28 Switch (JH391A) | I/O ports and slots 48 1/10GBASE-T ports 6 QSFP28 100GbE ports Additional ports and slots 1 RJ-45 serial console port 1 RJ-45 out-of-band management port 1 SFP out-of-band management port 1 SFP GbE port 1 USB 2.0 1 Mini USB 2.0 Power supplies 2 power supply slots 1 minimum power supply required (ordered separately) Fan tray 2 fan tray slots | Switch\Switch_Images\HPE_FlexFabric_5940_48XGT_6QSFP28_Switch_(JH391A).jpg
HPE FlexFabric 5944 48XGT 6QSFP28 Switch (JL836A) | I/O ports and slots 48 x 1/10GBASE-T ports 6 x QSFP28 100GbE ports Additional ports and slots 1 x console port 1 x mini USB port 1 x USB port 2 x out-of-band management ports (1 x SFP GbE port and one copper port) Power supplies 2 power supply slots 1 minimum power supply required (ordered separately) Fan tray 5 fan tray slots | Switch\Switch_Images\HPE_FlexFabric_5944_48XGT_6QSFP28_Switch_(JL836A).jpg
HPE Networking Comware Switch 48SFP+ 6QSFP+ or 2QSFP28 5710 (JL585A) | I/O ports and slots 48 1/10G SFP+ ports 6 x 40GbE ports or 3 x 40GbE ports and 1 x 100G port or 2 x 100GbE port Additional ports and slots Management ports 1 10M/100M/1000MBASE-T copper port 1 SFP port Console ports 1 mini USB console port 1 serial console port Power supplies 2 power supply slots 1 minimum power supply required (ordered separately). Power supplies are hot swappable. For 1:1 redundancy this system requires two same-type power supplies to function properly. Fan tray 4 fan tray slots | Switch\Switch_Images\HPE_Networking_Comware_Switch_48SFP+_6QSFP+_or_2QSFP28_5710_(JL585A).jpg
HPE Networking Comware Switch 48XGT 6QSFP+ or 2QSFP28 5710 (JL586A) | I/O ports and slots 40 x 1/10GBASE-T and 8 x 10GBASE-T ports 6 x 40GbE ports or 3 x 40GbE ports and 1 x 100G port or 2 x 100GbE port Additional ports and slots Management ports 1 10M/100M/1000MBASE-T copper port 1 SFP port Console ports 1 mini USB console port 1 serial console port Power supplies 2 power supply slots 1 minimum power supply required (ordered separately). Power supplies are hot swappable. For 1:1 redundancy this system requires two same-type power supplies to function properly. Fan tray 5 fan tray slots | Switch\Switch_Images\HPE_Networking_Comware_Switch_48XGT_6QSFP+_or_2QSFP28_5710_(JL586A).jpg
HPE Networking Comware Switch 24SFP+ 6QSFP+ or 2QSFP28 5710 (JL587A) | I/O ports and slots 24 x 1/10G SFP+ ports 6 x 40GbE ports or 3 x 40GbE ports and 1 x 100G port or 2 x 100GbE port Additional ports and slots Management ports 1 10M/100M/1000MBASE-T copper port 1 SFP port Console ports 1 mini USB console port 1 serial console port Power supplies 2 power supply slots 1 minimum power supply required (ordered separately). Power supplies are hot swappable. For 1:1 redundancy this system requires two same-type power supplies to function properly. Fan tray 4 fan tray slots | Switch\Switch_Images\HPE_Networking_Comware_Switch_24SFP+_6QSFP+_or_2QSFP28_5710_(JL587A).jpg
HPE Networking Comware Switch 24XGT 6QSFP+ or 2QSFP28 5710 (JL689A) | I/O ports and slots 24 x 1/10GBASE-T ports 6 x 40GbE ports or 3 x 40GbE ports and 1 x 100G port or 2 x 100GbE port Additional ports and slots Management ports 1 10M/100M/1000MBASE-T copper port 1 SFP port Console ports 1 mini USB console port 1 serial console port Power supplies 2 power supply slots 1 minimum power supply required (ordered separately). Power supplies are hot swappable. For 1:1 redundancy this system requires two same-type power supplies to function properly. Fan tray 4 fan tray slots | Switch\Switch_Images\HPE_Networking_Comware_Switch_24XGT_6QSFP+_or_2QSFP28_5710_(JL689A).jpg
HPE NW CW Sw 32P 6C 5720 (S2N57A) | I/O ports and slots 32 x SFP+, 6 x QSFP28+ 1 slot Additional ports and slots 1 console port, 1 Type-C console port, 1 out-of-band management port, 1 USB port, 1 reset key Power supplies 2 power supply slots. 1 minimum power supply required (ordered separately) | Switch\Switch_Images\HPE_NW_CW_Sw_32P_6C_5720_(S2N57A).jpg
HPE NW CW Sw 48P 6C (S2N58A) | I/O ports and slots 48 x SFP+, 6 x QSFP28+ 1 slot Additional ports and slots 1 console port, 1 Type-C console port, 1 out-of-band management port, 1 USB port, 1 reset key Power supplies 2 power supply slots. 1 minimum power supply required (ordered separately) | Switch\Switch_Images\HPE_NW_CW_Sw_48P_6C_(S2N58A).jpg
HPE NW CW Sw 24T 8P 6C 5720 (S2N59A) | I/O ports and slots 24 x 10GBASE-T + 8 x SFP+, 6 x QSFP28+ 1 slot Additional ports and slots 1 console port, 1 Type-C console port, 1 out-of-band management port, 1 USB port, 1 reset key | Switch\Switch_Images\HPE_NW_CW_Sw_24T_8P_6C_5720_(S2N59A).jpg
HPE NW CW Sw 40T 8P 6C 5720 (S2N60A) | I/O ports and slots 40 x 10GBASE-T + 8 x SFP+, 6 x QSFP28+1 slot Additional ports and slots 1 console port, 1 Type-C console port, 1 out-of-band management port, 1 USB port, 1 reset key | Switch\Switch_Images\HPE_NW_CW_Sw_40T_8P_6C_5720_(S2N60A).jpg
Aruba 5406R 44GT PoE+ and 4-port SFP+ (No PSU) v3 zl2 Switch (JL003A) | Included accessories 1 HPE Aruba Networking 5400R zl2 Management Module (J9827A) 1 HPE Aruba Networking 5406R zl2 Switch Fan Tray (J9831A) 1 HPE Aruba Networking 24-port 10/100/1000BASE-T PoE+ MACsec v3 zl2 Module (J9986A) 1 HPE Aruba Networking 20-port 10/100/1000BASE-T PoE+ / 4-port 1G/10GbE SFP+ MACsec v3 zl2 Module (J9990A) I/O ports and slots 44 RJ-45 autosensing 10/100/1000 PoE+ ports (IEEE 802.3 Type 10BASE-T, IEEE 802.3u Type 100BASE-TX, IEEE 802.3ab Type 1000BASE-T, IEEE 802.3at PoE+); Media Type: Auto-MDIX; Duplex: 10BASE-T/100BASE-TX: half or full; 1000BASE-T: full only 4 open 10GbE SFP+ transceiver slots 4 open module slots Supports a maximum of 144 autosensing 10/100/1000 ports or 144 SFP ports or 48 SFP+ ports or 48 HPE Smart Rate Multi-Gigabit or 12 40GbE ports, or a combination Power supplies 2 power supply slots 1 minimum power supply required (ordered separately) Fan tray includes: 1 x J9831A 1 fan tray slot | Switch\Switch_Images\Aruba_5406R_44GT_PoE+_and_4-port_SFP+_(No_PSU)_v3_zl2_Switch_(JL003A).jpg
Aruba 5406R 16-port SFP+ (No PSU) v3 zl2 Switch (JL095A) | Included accessories 1 HPE Aruba Networking 5400R zl2 Management Module (J9827A) 1 HPE Aruba Networking 5406R zl2 Switch Fan Tray (J9831A) 2 HPE Aruba Networking 8-port 1G/10GbE SFP+ MACsec v3 zl2 Module (J9993A) I/O ports and slots 16 open 10GbE SFP+ transceiver slots 4 open module slots Supports a maximum of 144 autosensing 10/100/1000 ports or 144 SFP ports or 48 SFP+ ports or 48 HPE Smart Rate Multi-Gigabit or 12 40GbE ports, or a combination Power supplies 2 power supply slots 1 minimum power supply required (ordered separately) Fan tray includes: 1 x J9831A 1 fan tray slot | Switch\Switch_Images\Aruba_5406R_16-port_SFP+_(No_PSU)_v3_zl2_Switch_(JL095A).jpg
HPE Networking Instant On Switch 5p Gigabit 1430 (R8R44A) | I/O ports and slots 5 RJ-45 autosensing 10/100/1000 ports (IEEE 802.3 Type 10BASE-T, IEEE 802.3u Type 100BASETX, IEEE 802.3ab Type 1000BASE-T); Duplex: 10BASE-T/100BASE-TX: half or full; 1000BASE-T: full only | Switch\Switch_Images\HPE_NetworkingInstant_On_Switch_5pGigabit_1430(R8R44A).jpg
HPE Networking Instant On Switch 8p Gigabit 1430 (R8R45A) | I/O ports and slots 8 RJ-45 autosensing 10/100/1000 ports (IEEE 802.3 Type 10BASE-T, IEEE 802.3u Type 100BASETX, IEEE 802.3ab Type 1000BASE-T); Duplex: 10BASE-T/100BASE-TX: half or full; 1000BASE-T: full only | Switch\Switch_Images\HPE_NetworkingInstant_On_Switch_8pGigabit_1430(R8R45A).jpg
HPE Networking Instant On Switch 8p Gigabit CL4 PoE 64W 1430 (R8R46A) | I/O ports and slots 8 RJ-45 autosensing 10/100/1000 Class 4 PoE ports (IEEE 802.3 Type 10BASE-T, IEEE 802.3u Type 100BASETX, IEEE 802.3ab Type 1000BASE-T); Duplex: 10BASE-T/100BASE-TX: half or full; 1000BASE-T: full only | Switch\Switch_Images\HPE_NetworkingInstant_On_Switch_8pGigabit_CL4_PoE_64W1430(R8R46A).jpg
HPE Networking Instant On Switch 16p Gigabit 1430 (R8R47A) | I/O ports and slots 16 RJ-45 autosensing 10/100/1000 ports (IEEE 802.3 Type 10BASE-T, IEEE 802.3u Type 100BASETX, IEEE 802.3ab Type 1000BASE-T); Duplex: 10BASE-T/100BASE-TX: half or full; 1000BASE-T: full only | Switch\Switch_Images\HPE_NetworkingInstant_On_Switch_16pGigabit_1430(R8R47A).jpg
HPE Networking Instant On Switch 16p Gigabit CL4 PoE 124W 1430 (R8R48A) | I/O ports and slots 16 RJ-45 autosensing 10/100/1000 Class 4 PoE ports (IEEE 802.3 Type 10BASE-T, IEEE 802.3u Type 100BASE-TX, IEEE 802.3ab Type 1000BASE-T); Duplex: 10BASET/100BASE-TX: half or full; 1000BASE-T: full only | Switch\Switch_Images\HPE_Networking_Instant_On_Switch16p_Gigabit_CL4_PoE_124W_1430(R8R48A).jpg
HPE Networking Instant On Switch 24p Gigabit 1430 (R8R49A) | I/O ports and slots 24 RJ-45 autosensing 10/100/1000 ports (IEEE 802.3 Type 10BASE-T, IEEE 802.3u Type 100BASE-TX, IEEE 802.3ab Type 1000BASE-T); Duplex: 10BASET/100BASE-TX: half or full; 1000BASE-T: full only | Switch\Switch_Images\HPE_Networking_Instant_On_Switch24p_Gigabit_1430(R8R49A).jpg
HPE Networking Instant On Switch 26p Gigabit 2p SFP 1430 (R8R50A) | I/O ports and slots 26 RJ-45 autosensing 10/100/1000 ports (IEEE 802.3 Type 10BASE-T, IEEE 802.3u Type 100BASE-TX, IEEE 802.3ab Type 1000BASE-T); Duplex: 10BASET/100BASE-TX: half or full; 1000BASE-T: full only 2 SFP 1GbE ports | Switch\Switch_Images\HPE_Networking_Instant_On_Switch26p_Gigabit_2p_SFP_1430(R8R50A).jpg
HPE Networking Instant On Switch 8p Gigabit 1830 (JL810A) | I/O ports and slots 8 RJ-45 autosensing 10/100/1000 ports IEEE 802.3af Class 3 PD (port 1) (IEEE 802.3 Type 10BASE-T, IEEE 802.3u Type 100BASE-TX, IEEE 802.3ab Type 1000BASE-T); Duplex: 10BASE-T/100BASE-TX: half or full; 1000BASE-T: full only | Switch\Switch_Images\HPE_Networking_Instant_On_Switch8p_Gigabit_1830(JL810A).jpg
HPE Networking Instant On Switch 8p Gigabit CL4 PoE 65W 1830 (JL811A) | I/O ports and slots 8 RJ-45 autosensing 10/100/1000 ports IEEE 802.3at Class 4 PoE (ports 1-4) (IEEE 802.3 Type 10BASE-T, IEEE 802.3u Type 100BASE-TX, IEEE 802.3ab Type 1000BASE-T); Duplex: 10BASE-T/100BASE-TX: half or full; 1000BASE-T: full only | Switch\Switch_Images\HPE_Networking_Instant_On_Switch8p_Gigabit_CL4_PoE_65W_1830(JL811A).jpg
HPE Networking Instant On Switch 24p Gigabit 2p SFP 1830 (JL812A) | I/O ports and slots 24 RJ-45 autosensing 10/100/1000 ports (IEEE 802.3 Type 10BASE-T, IEEE 802.3u Type 100BASE-TX, IEEE 802.3ab Type 1000BASE-T); Duplex: 10BASE-T/100BASE-TX: half or full; 1000BASE-T: full only 2 SFP 1GbE ports | Switch\Switch_Images\HPE_Networking_Instant_On_Switch24p_Gigabit_2p_SFP_1830(JL812A).jpg
HPE Networking Instant On Switch 24p Gigabit CL4 PoE 2p SFP 195W 1830 (JL813A) | I/O ports and slots 24 RJ-45 autosensing 10/100/1000 ports IEEE 802.3at Class 4 PoE (ports 1-12) (IEEE 802.3 Type 10BASE-T, IEEE 802.3u Type 100BASE-TX, IEEE 802.3ab Type 1000BASE-T); Duplex: 10BASE-T/100BASE-TX: half or full; 1000BASE-T: full only 2 SFP 1GbE ports | Switch\Switch_Images\HPE_Networking_Instant_On_Switch24p_Gigabit_CL4_PoE_2p_SFP_195W1830(JL813A).jpg
HPE Networking Instant On Switch 48p Gigabit 4p SFP 1830 (JL814A) | I/O ports and slots 48 RJ-45 autosensing 10/100/1000 ports (IEEE 802.3 Type 10BASE-T, IEEE 802.3u Type 100BASE-TX, IEEE 802.3ab Type 1000BASE-T); Duplex: 10BASE-T/100BASE-TX: half or full; 1000BASE-T: full only 4 SFP 1GbE ports | Switch\Switch_Images\HPE_Networking_Instant_On_Switch48p_Gigabit_4p_SFP_1830(JL814A).jpg
HPE Networking Instant On Switch 48p Gigabit CL4 PoE 4p SFP 370W 1830 (JL815A) | I/O ports and slots 48 RJ-45 autosensing 10/100/1000 ports IEEE 802.3at Class 4 PoE (ports 1-24) (IEEE 802.3 Type 10BASE-T, IEEE 802.3u Type 100BASE-TX, IEEE 802.3ab Type 1000BASE-T); Duplex: 10BASE-T/100BASE-TX: half or full; 1000BASE-T: full only 4 SFP 1GbE ports | Switch\Switch_Images\HPE_Networking_Instant_On_Switch48p_Gigabit_CL4_PoE_4p_SFP_370W1830(JL815A).jpg
HPE Networking Instant On Switch 8p Gigabit 2p SFP 1930 (JL680A) | I/O ports and slots 8 RJ-45 autosensing 10/100/1000 ports (IEEE 802.3 Type 10BASE-T, IEEE 802.3u Type 100BASETX, IEEE 802.3ab Type 1000BASE-T); Duplex: 10BASE-T/100BASETX: half or full; 1000BASE-T: full only 2 SFP 1GbE ports | Switch\Switch_Images\HPE_NetworkingInstant_On_Switch_8pGigabit_2p_SFP_1930(JL680A).jpg
HPE Networking Instant On Switch 8p Gigabit CL4 PoE 2p SFP 124W 1930 (JL681A) | I/O ports and slots 8 RJ-45 autosensing 10/100/1000 Class 4 PoE ports (IEEE 802.3 Type 10BASE-T, IEEE 802.3u Type 100BASETX, IEEE 802.3ab Type 1000BASE-T); Duplex: 10BASE-T/100BASETX: half or full; 1000BASE-T: full only 2 SFP 1GbE ports | Switch\Switch_Images\HPE_NetworkingInstant_On_Switch_8pGigabit_CL4_PoE_2p_SFP124W_1930(JL681A).jpg
HPE Networking Instant On Switch 24p Gigabit 4p SFP+ 1930 (JL682A) | I/O ports and slots 24 RJ-45 autosensing 10/100/1000 ports (IEEE 802.3 Type 10BASE-T, IEEE 802.3u Type 100BASETX, IEEE 802.3ab Type 1000BASE-T); Duplex: 10BASE-T/100BASETX: half or full; 1000BASE-T: full only 4 SFP+ 1/10GbE ports | Switch\Switch_Images\HPE_NetworkingInstant_On_Switch_24pGigabit_4p_SFP+_1930(JL682A).jpg
HPE Networking Instant On Switch 24p Gigabit CL4 PoE 4p SFP+ 195W 1930 (JL683B) | I/O ports and slots 24 RJ-45 autosensing 10/100/1000 Class 4 PoE ports (IEEE 802.3 Type 10BASE-T, IEEE 802.3u Type 100BASE-TX, IEEE 802.3ab Type 1000BASE-T); Duplex: 10BASE-T/100BASETX: half or full; 1000BASE-T: full only 4 SFP+ 1/10GbE ports | Switch\Switch_Images\HPE_NetworkingInstant_On_Switch_24pGigabit_CL4_PoE_4p_SFP+195W_1930(JL683B).jpg
HPE Networking Instant On Switch 24p Gigabit CL4 PoE 4p SFP+ 370W 1930 (JL684B) | I/O ports and slots 24 RJ-45 autosensing 10/100/1000 Class 4 PoE ports (IEEE 802.3 Type 10BASE-T, IEEE 802.3u Type 100BASE-TX, IEEE 802.3ab Type 1000BASE-T); Duplex: 10BASE-T/100BASE-TX: half or full; 1000BASE-T: full only 4 SFP+ 1/10GbE ports | Switch\Switch_Images\HPE_Networking_Instant_On_Switch24p_Gigabit_CL4_PoE_4p_SFP+370W_1930(JL684B).jpg
HPE Networking Instant On Switch 48p Gigabit 4p SFP+ 1930 (JL685A) | I/O ports and slots 48 RJ-45 autosensing 10/100/1000 ports (IEEE 802.3 Type 10BASE-T, IEEE 802.3u Type 100BASE-TX, IEEE 802.3ab Type 1000BASE-T); Duplex: 10BASE-T/100BASE-TX: half or full; 1000BASE-T: full only 4 SFP+ 1/10GbE ports | Switch\Switch_Images\HPE_Networking_Instant_On_Switch48p_Gigabit_4p_SFP+_1930(JL685A).jpg
HPE Networking Instant On Switch 48p Gigabit CL4 PoE 4p SFP+ 370W 1930 (JL686B) | I/O ports and slots 48 RJ-45 autosensing 10/100/1000 Class 4 PoE ports (IEEE 802.3 Type 10BASE-T, IEEE 802.3u Type 100BASE-TX, IEEE 802.3ab Type 1000BASE-T); Duplex: 10BASE-T/100BASE-TX: half or full; 1000BASE-T: full only 4 SFP+ 1/10GbE ports | Switch\Switch_Images\HPE_Networking_Instant_On_Switch48p_Gigabit_CL4_PoE_4p_SFP+370W_1930(JL686B).jpg
HPE Networking Instant On Switch 12p 10GBT 4p SFP+ 1960 (JL805A) | I/O ports and slots 12 RJ-45 autosensing 1000/10GBASE-T ports (IEEE 802.3ab Type 1000BASE-T, IEEE 802.an 10GBASE-T); Duplex: 100BASE-TX: half or full; 1000BASE-T: full only 10GBASE-T: full only 4 SFP+ 10GbE port | Switch\Switch_Images\HPE_Networking_Instant_On_Switch12p_10GBT_4p_SFP+_1960(JL805A).jpg
HPE Networking Instant On Switch 24p Gigabit 2p 10GBT 2p SFP+ 1960 (JL806A) | I/O ports and slots 24 RJ-45 autosensing 10/100/1000BASE-T ports (IEEE 802.3u Type 100BASE-TX, IEEE 802.3ab Type 1000BASE-T, IEEE 802.an 10GBASE-T); Duplex: 100BASE-TX: half or full; 1000BASE-T: full only 10GBASE-T: full only 2 SFP+ 10GbE ports 2 RJ-45 autosensing 100/1000/10GBASE-T ports | Switch\Switch_Images\HPE_Networking_Instant_On_Switch24p_Gigabit_2p_10GBT_2p_SFP+1960(JL806A).jpg
HPE Networking Instant On Switch 20p Gigabit CL4 4p Gigabit CL6 PoE 2p 10GBT 2p SFP+ 370W 1960 (JL807A) | I/O ports and slots 24 RJ-45 autosensing 10/100/1000BASE-T ports with 4 ports of IEEE 802.af/at/bt CL6 PoE and 20 ports of IEEE 802.af/at CL4 PoE (IEEE 802.3u Type 100BASE-TX, IEEE 802.3ab Type 1000BASE-T, IEEE 802.an 10GBASE-T); Duplex: 100BASE-TX: half or full; 1000BASE-T: full only 10GBASE-T: full only 2 SFP+ 10GbE ports 2 RJ-45 autosensing 100/1000/10GBASE-T ports | Switch\Switch_Images\HPE_Networking_Instant_On_Switch20p_Gigabit_CL4_4p_Gigabit_CL6PoE_2p_10GBT_2p_SFP+_370W_1960(JL807A).jpg
HPE Networking Instant On Switch 48p Gigabit 2p 10GBT 2p SFP+ 1960 (JL808A) | I/O ports and slots 48 RJ-45 autosensing 10/100/1000BASE-T ports (IEEE 802.3u Type 100BASE-TX, IEEE 802.3ab Type 1000BASE-T, IEEE 802.an 10GBASE-T); Duplex: 100BASE-TX: half or full; 1000BASE-T: full only 10GBASE-T: full only 2 SFP+ 10GbE ports 2 RJ-45 autosensing 100/1000/10GBASE-T ports | Switch\Switch_Images\HPE_Networking_Instant_On_Switch48p_Gigabit_2p_10GBT_2p_SFP+1960(JL808A).jpg
HPE Networking Instant On Switch 40p Gigabit CL4 8p Gigabit CL6 PoE 2p 10GBT 2p SFP+ 600W 1960 (JL809A) | I/O ports and slots 48 RJ-45 autosensing 10/100/1000BASE-T ports with 8 ports of IEEE 802.af/at/bt CL6 PoE and 40 ports of IEEE 802.af/at CL4 PoE (IEEE 802.3u Type 100BASE-TX, IEEE 802.3ab Type 1000BASE-T, IEEE 802.an 10GBASE-T); Duplex: 100BASE-TX: half or full; 1000BASE-T: full only 10GBASE-T: full only 2 SFP+ 10GbE ports 2 RJ-45 autosensing 100/1000/10GBASE-T port | Switch\Switch_Images\HPE_Networking_Instant_On_Switch40p_Gigabit_CL4_8p_Gigabit_CL6PoE_2p_10GBT_2p_SFP+_600W_1960(JL809A).jpg
HPE Networking Instant On Switch 8p Gigabit CL4 4p SR2.5G CL6 PoE 2p 10GBT 2p SFP+ 480W 1960 (S0F35A) | I/O ports and slots 4 RJ-45 autosensing 1G/2.5GBASE-T ports with IEEE 802.af/at/bt CL6 PoE 8 RJ-45 autosensing 10/100/1000BASE-T ports with IEEE 802.af/at CL4 PoE (IEEE 802.3u Type 100BASE-TX, IEEE 802.3ab Type 1000BASE-T, IEEE 802.3bz Type 2.5GBase-T, IEEE 802.an 10GBASE-T); Duplex: 100BASE-TX: half or full; 1000BASE-T: full only 10GBASE-T: full only 2 SFP+ 10GbE ports 2 RJ-45 autosensing 100/1000/10GBASE-T ports | Switch\Switch_Images\HPE_Networking_Instant_On_Switch8p_Gigabit_CL4_4p_SR2.5G_CL6_PoE2p_10GBT_2p_SFP+_480W_1960(S0F35A).jpg
Aruba 2530-24 Switch (J9782A) | 24 RJ-45 autosensing 10/100 ports (IEEE 802.3 Type 10BASE-T, IEEE 802.3u Type 100BASE-TX); Duplex: half or full 2 autosensing 10/100/1000 ports (IEEE 802.3 Type 10BASE-T, IEEE 802.3u Type 100BASE-TX, IEEE 802.3ab Type 1000BASE-T); Duplex: 10BASE-T/100BASE-TX: half or full; 1000BASE-T: full only 2 fixed Gigabit Ethernet SFP ports 1 dual-personality (RJ-45 or USB micro-B) serial console port | Switch\Switch_Images\Aruba_2530-24_Switch(J9782A).jpg
Aruba 2530-8 Switch (J9783A) | 8 RJ-45 autosensing 10/100 ports (IEEE 802.3 Type 10BASE-T, IEEE 802.3u Type 100BASE-TX); Media Type: Auto-MDIX; Duplex: half or full 2 dual-personality ports; each port can be used as either an RJ-45 10/100/1000 port (IEEE 802.3 Type 10Base-T; IEEE 802.3u Type 100Base-TX; IEEE 802.3ab 1000Base-T Gigabit Ethernet) or as a SFP slot (for use with SFP transceivers) ports 1 dual-personality (RJ-45 or USB micro-B) serial console port | Switch\Switch_Images\Aruba_2530-8_Switch(J9783A).jpg
Aruba 2530-8-PoE+ Internal PS Switch (JL070A) | 8 RJ-45 autosensing 10/100 PoE+ ports (IEEE 802.3 Type 10BASE-T, IEEE 802.3u Type 100BASE-TX, IEEE 802.3at PoE+); Media Type: Auto-MDIX; Duplex: half or full 2 dual-personality ports; each port can be used as either an RJ-45 10/100/1000 port (IEEE 802.3 Type 10BASE-T; IEEE 802.3u Type 100BASE-TX; IEEE 802.3ab 1000BASE-T Gigabit Ethernet) or as a SFP slot (for use with SFP transceivers) ports 1 dual-personality (RJ-45 or USB micro-B) serial console port | Switch\Switch_Images\Aruba_2530-8-PoE+_Internal_PS_Switch_(JL070A).jpg
Aruba 2530-48G-PoE+ Switch (J9772A) (J9772ACM1) | 48 RJ-45 autosensing 10/100/1000 PoE+ ports (IEEE 802.3 Type 10BASE-T, IEEE 802.3u Type 100BASE-TX, IEEE 802.3ab Type 1000BASE-T, IEEE 802.3at PoE+); Media Type: Auto-MDIX; Duplex: 10BASE-T/100BASE-TX: half or full; 1000BASE-T: full only 4 fixed Gigabit Ethernet SFP ports 1 dual-personality (RJ-45 or USB micro-B) serial console port | Switch\Switch_Images\Aruba_2530-48G-PoE+_Switch(J9772A)_(J9772ACM1).jpg
Aruba 2530-24G-PoE+ Switch (J9773A) (J9773ACM1) | 24 RJ-45 autosensing 10/100/1000 PoE+ ports (IEEE 802.3 Type 10BASE-T, IEEE 802.3u Type 100BASE-TX, IEEE 802.3ab Type 1000BASE-T, IEEE 802.3at PoE+); Media Type: Auto-MDIX; Duplex: 10BASE-T/100BASE-TX: half or full; 1000BASE-T: full only 4 fixed Gigabit Ethernet SFP ports 1 dual-personality (RJ-45 or USB micro-B) serial console port | Switch\Switch_Images\Aruba_2530-24G-PoE+_Switch(J9773A)_(J9773ACM1).jpg
Aruba 2530-8G-PoE+ Switch (J9774A) (J9774ACM1) | 8 RJ-45 autosensing 10/100/1000 PoE+ ports (IEEE 802.3 Type 10BASE-T, IEEE 802.3u Type 100BASE-TX, IEEE 802.3ab Type 1000BASE-T, IEEE 802.3at PoE+); Media Type: Auto-MDIX; Duplex: 10BASE-T/100BASE-TX: half or full; 1000BASE-T: full only 2 dual-personality ports; each port can be used as either an RJ-45 10/100/1000 port (IEEE 802.3 Type 10Base-T; IEEE 802.3u Type 100Base- TX; IEEE 802.3ab1000Base-T Gigabit Ethernet) or as a SFP slot (for use with SFP transceivers) 1 dual-personality (RJ-45 or USB micro-B) serial console port | Switch\Switch_Images\Aruba_2530-8G-PoE+_Switch(J9774A)_(J9774ACM1).jpg
Aruba 2530-48-PoE+ Switch (J9778A) | 48 RJ-45 autosensing 10/100 PoE+ ports (IEEE 802.3 Type 10BASE-T, IEEE 802.3u Type 100BASE-TX, IEEE 802.3at PoE+); Media Type: Auto-MDIX; Duplex: half or full 2 autosensing 10/100/1000 ports (IEEE 802.3 Type 10BASE-T, IEEE 802.3u Type 100BASE-TX, IEEE 802.3ab Type 1000BASE-T); Duplex: 10BASE-T/100BASE-TX: half or full; 1000BASE-T: full only 2 fixed Gigabit Ethernet SFP ports 1 dual-personality (RJ-45 or USB micro-B) serial console port | Switch\Switch_Images\Aruba_2530-48-PoE+_Switch(J9778A).jpg
Aruba 2530-24-PoE+ Switch (J9779A) | 24 RJ-45 autosensing 10/100 PoE+ ports (IEEE 802.3 Type 10BASE-T, IEEE 802.3u Type 100BASE-TX, IEEE 802.3at PoE+); Media Type: Auto-MDIX; Duplex: half or full 2 autosensing 10/100/1000 ports (IEEE 802.3 Type 10BASE-T, IEEE 802.3u Type 100BASE-TX, IEEE 802.3ab Type 1000BASE-T); Duplex: 10BASE-T/100BASE-TX: half or full; 1000BASE-T: full only 2 fixed Gigabit Ethernet SFP ports 1 dual-personality (RJ-45 or USB micro-B) serial console port | Switch\Switch_Images\Aruba_2530-24-PoE+_Switch(J9779A).jpg
Aruba 2530-8-PoE+ Switch (J9780A) | 8 RJ-45 autosensing 10/100 PoE+ ports (IEEE 802.3 Type 10BASE-T, IEEE 802.3u Type 100BASE-TX, IEEE 802.3at PoE+); Media Type: Auto-MDIX; Duplex: half or full 2 dual-personality ports; each port can be used as either an RJ-45 10/100/1000 port (IEEE 802.3 Type 10Base-T; IEEE 802.3u Type 100Base-TX; IEEE 802.3ab 1000Base-T Gigabit Ethernet) or as a SFP slot (for use with SFP transceivers) ports 1 dual-personality (RJ-45 or USB micro-B) serial console port | Switch\Switch_Images\Aruba_2530-8-PoE+_Switch(J9780A).jpg
Aruba 2530-48G Switch (J9775A) | 48 RJ-45 autosensing 10/100/1000 ports (IEEE 802.3 Type 10BASE-T, IEEE 802.3u Type 100BASE-TX, IEEE 802.3ab Type 1000BASE-T); Duplex: 10BASE-T/100BASE-TX: half or full; 1000BASE-T: full only 4 fixed Gigabit Ethernet SFP ports 1 dual-personality (RJ-45 or USB micro-B) serial console port | Switch\Switch_Images\Aruba_2530-48G_Switch(J9775A).jpg
Aruba 2530-24G Switch (J9776A) | 24 RJ-45 autosensing 10/100/1000 ports (IEEE 802.3 Type 10BASE-T, IEEE 802.3u Type 100BASE-TX, IEEE 802.3ab Type 1000BASE-T); Duplex: 10BASE-T/100BASE-TX: half or full; 1000BASE-T: full only 4 fixed Gigabit Ethernet SFP ports 1 dual-personality (RJ-45 or USB micro-B) serial console port | Switch\Switch_Images\Aruba_2530-24G_Switch(J9776A).jpg
Aruba 2530-8G Switch (J9777A) | 8 RJ-45 autosensing 10/100/1000 ports (IEEE 802.3 Type 10BASE-T, IEEE 802.3u Type 100BASE-TX, IEEE 802.3ab Type 1000BASE-T); Media Type: Auto-MDIX; Duplex: 10BASE-T/100BASE-TX: half or full; 1000BASE-T: full only 2 dual-personality ports; each port can be used as either an RJ-45 10/100/1000 port (IEEE 802.3 Type 10Base-T; IEEE 802.3u Type 100Base-TX; IEEE 802.3ab 1000Base-T Gigabit Ethernet) or as a SFP slot (for use with SFP transceivers) ports 1 dual-personality (RJ-45 or USB micro-B) serial console port | Switch\Switch_Images\Aruba_2530-8G_Switch(J9777A).jpg
Aruba 2530-48 Switch (J9781A) | 48 RJ-45 autosensing 10/100 ports (IEEE 802.3 Type 10BASE-T, IEEE 802.3u Type 100BASE-TX); Duplex: half or full 2 autosensing 10/100/1000 ports (IEEE 802.3 Type 10BASE-T, IEEE 802.3u Type 100BASE-TX, IEEE 802.3ab Type 1000BASE-T); Duplex: 10BASE-T/100BASE-TX: half or full; 1000BASE-T: full only 2 fixed Gigabit Ethernet SFP ports 1 dual-personality (RJ-45 or USB micro-B) serial console port | Switch\Switch_Images\Aruba_2530-48_Switch(J9781A).jpg
HPE Aruba Networking 3810M 24G 1‑slot Switch (JL071A) | I/O ports and slots 24 RJ‑45 autosensing 10/100/1000 ports (IEEE 802.3 Type 10BASE‑T, IEEE 802.3u Type 100BASE‑TX, IEEE 802.3ab Type 1000BASE‑T); Duplex: 10BASE‑T/100BASE‑TX: half or full; 1000BASE‑T: full only; Ports 1‑24 support MACSec 1 open module slot Supports a maximum of 4 SFP+ ports or 1 40 GbE ports, with optional module or 4 Smart Rate ports Additional ports and slots 1 stacking module slot 1 RJ‑45 serial console port 1 RJ‑45 out‑of‑band management port 1 dual‑personality (RJ‑45 or USB micro‑B) | Switch\Switch_Images\HPE_Aruba_Networking_3810M_24G_1‑slot_Switch_(JL071A).jpg
HPE Aruba Networking 3810M 48G 1‑slot Switch (JL072A) | I/O ports and slots 48 RJ‑45 autosensing 10/100/1000 ports (IEEE 802.3 Type 10BASE‑T, IEEE 802.3u Type 100BASE‑TX, IEEE 802.3ab Type 1000BASE‑T); Duplex: 10BASE‑T/100BASE‑TX: half or full; 1000BASE‑T: full only; Ports 1‑48 support MACSec 1 open module slot Supports a maximum of 4 SFP+ ports or 2 40 GbE ports, with optional module or 4 Smart Rate ports Additional ports and slots 1 stacking module slot 1 RJ‑45 serial console port 1 RJ‑45 out‑of‑band management port 1 dual‑personality (RJ‑45 or USB micro‑B) | Switch\Switch_Images\HPE_Aruba_Networking_3810M_48G_1‑slot_Switch_(JL072A).jpg
HPE Aruba Networking 3810M 24G PoE+ 1‑slot Switch (JL073A) | I/O ports and slots 24 RJ‑45 autosensing 10/100/1000 PoE+ ports (IEEE 802.3 Type 10BASE‑T, IEEE 802.3u Type 100BASE‑TX, IEEE 802.3ab Type 1000BASE‑T, IEEE 802.3at PoE+); Duplex: 10BASE‑T/100BASE‑TX: half or full; 1000BASE‑T: full only; Ports 1‑24 support MACSec 1 open module slot Supports a maximum of 4 SFP+ ports or 1 40 GbE ports, with optional module or 4 Smart Rate ports Additional ports and slots 1 stacking module slot 1 RJ‑45 serial console port 1 RJ‑45 out‑of‑band management port 1 dual‑personality (RJ‑45 or USB micro‑B) | Switch\Switch_Images\HPE_Aruba_Networking_3810M_24G_PoE+_1‑slot_Switch_(JL073A).jpg
HPE Aruba Networking 3810M 48G PoE+ 1‑slot Switch (JL074A) | I/O ports and slots 48 RJ‑45 autosensing 10/100/1000 PoE+ ports (IEEE 802.3 Type 10BASE‑T, IEEE 802.3u Type 100BASE‑TX, IEEE 802.3ab Type 1000BASE‑T, IEEE 802.3at PoE+); Duplex: 10BASE‑T/100BASE‑TX: half or full; 1000BASE‑T: full only; Ports 1‑48 support MACSec 1 open module slot Supports a maximum of 4 SFP+ ports or 2 40 GbE ports, with optional module or 4 Smart Rate ports Additional ports and slots 1 stacking module slot 1 RJ‑45 serial console port 1 RJ‑45 out‑of‑band management port 1 dual‑personality (RJ‑45 or USB micro‑B) | Switch\Switch_Images\HPE_Aruba_Networking_3810M48G_PoE+_1‑slot_Switch_(JL074A).jpg
HPE Aruba Networking 3810M 16SFP+ 2‑slot Switch (JL075A) | I/O ports and slots 16 SFP+ fixed 1000/10000 SFP+ ports; Duplex: 100BASE‑TX: half or full; 1000BASE‑T: full only; Ports 1‑16 support MACSec 2 open module slots Supports a maximum of 8 SFP+ ports or 2 40 GbE ports, with optional module or 4 Smart Rate ports Additional ports and slots 1 stacking module slot 1 RJ‑45 serial console port 1 RJ‑45 out‑of‑band management port 1 dual‑personality (RJ‑45 or USB micro‑B) | Switch\Switch_Images\HPE_Aruba_Networking_3810M_16SFP+_2‑slot_Switch_(JL075A).jpg
HPE Aruba Networking 3810M 40G 8 HPE Smart Rate PoE+ 1‑slot Switch (JL076A) | I/O ports and slots 40 RJ‑45 autosensing 10/100/1000 PoE+ ports (IEEE 802.3 Type 10BASE‑T, IEEE 802.3u Type 100BASE‑TX, IEEE 802.3ab Type 1000BASE‑T, IEEE 802.3at PoE+); Duplex: 10BASE‑T/100BASE‑TX: half or full; 1000BASE‑T: full only; Ports 1‑40 support MACSec 8 RJ‑45 HPE Smart Rate Multi‑Gigabit ports (100M, 1/2.5/5GBaseT and 10GBaseT); Ports 1‑8 support MACSec 1 open module slot Supports a maximum of 4 SFP+ ports or 2 40 GbE ports, with optional module or 4 Smart Rate ports Additional ports and slots 1 stacking module slot 1 RJ‑45 serial console port 1 RJ‑45 out‑of‑band management port 1 dual‑personality (RJ‑45 or USB micro‑B) | Switch\Switch_Images\HPE_Aruba_Networking_3810M_40G_8_HPE_Smart_Rate_PoE+_1‑slot_Switch_(JL076A).jpg
HPE Aruba Networking 3810M 48G PoE+ 4SFP+ 680W Switch (JL428A) | I/O ports and slots 48 RJ‑45 autosensing 10/100/1000 PoE+ ports (IEEE 802.3 Type 10BASE‑T, IEEE 802.3u Type 100BASE‑TX, IEEE 802.3ab Type 1000BASE‑T, IEEE 802.3at PoE+); Duplex: 10BASE‑T/100BASE‑TX: half or full; 1000BASE‑T: full only; Ports 1‑48 support MACSec 1 open module slot Supports a maximum of 4 SFP+ ports or 2 40 GbE ports, with optional module or 4 Smart Rate ports Additional ports and slots 1 stacking module slot 1 RJ‑45 serial console port 1 RJ‑45 out‑of‑band management port 1 dual‑personality (RJ‑45 or USB micro‑B) | Switch\Switch_Images\HPE_Aruba_Networking_3810M_48G_PoE+_4SFP+_680W_Switch_(JL428A).jpg
HPE Aruba Networking 3810M 48G PoE+ 4SFP+ 1050W Switch (JL429A) | I/O ports and slots 48 RJ‑45 autosensing 10/100/1000 PoE+ ports (IEEE 802.3 Type 10BASE‑T, IEEE 802.3u Type 100BASE‑TX, IEEE 802.3ab Type 1000BASE‑T, IEEE 802.3at PoE+); Duplex: 10BASE‑T/100BASE‑TX: half or full; 1000BASE‑T: full only; Ports 1‑48 support MACSec 1 open module slot Supports a maximum of 4 SFP+ ports or 2 40 GbE ports, with optional module or 4 Smart Rate ports Additional ports and slots 1 stacking module slot 1 RJ‑45 serial console port 1 RJ‑45 out‑of‑band management port 1 dual‑personality (RJ‑45 or USB micro‑B) | Switch\Switch_Images\HPE_Aruba_Networking_3810M_48G_PoE+_4SFP+_1050W_Switch_(JL429A).jpg
HPE Aruba Networking 3810M 24SFP+ 250W Switch (JL430A) | I/O ports and slots 24 SFP+ fixed 1000/10000 SFP+ ports; Duplex: 100BASE‑TX: half or full; 1000BASE‑T: full only; Ports 1‑24 support MACSec Supports a maximum of 24 SFP+ ports or 2 40 GbE ports, with optional module(s) or 4 Smart Rate ports Additional ports and slots 1 stacking module slot 1 RJ‑45 serial console port 1 RJ‑45 out‑of‑band management port 1 dual‑personality (RJ‑45 or USB micro‑B) | Switch\Switch_Images\HPE_Aruba_Networking_3810M_24SFP+_250W_Switch_(JL430A).jpg